{"text_format":"1","workbook":"xlsx","n_sheets":17,"sheets":["FULL DISCLAIMER","USER GUIDE","CALCULATOR INPUT SHEET","SUMMARY-PAYBACK RESULTS-GRAPHS","REFERENCE-LAMPS-WATTS-WEBLINKS","Calcs","SPOT vs. Group","Spot BALLAST","Spot LAMPS","Life LAMPS","Life BALLAST","Spot LED","Life LED","Spot DRIVER","Life DRIVER","ProductSelectorData","EPActData"],"not_rendered":{"charts":13,"images":7,"macros":1,"external_links":0,"defined_names":205,"comments":1,"pivot_tables":0},"unopened":[],"bounds":{"document_bytes":16777216,"sheet_cells":100000,"rows_first":2000,"rows_last":500,"rows_between":2000,"halvings":0,"cell_chars":16384,"cell_head_chars":4096},"cells_cut":0,"cells_raw":0,"read":"whole","date_system":"1900"}

{"sheet":"FULL DISCLAIMER","index":0,"n_rows":12,"n_cols":5,"rows_kept":12,"cut":false,"hidden":false,"merged":[[1,3,1,4],[4,3,4,4],[5,3,5,4],[6,3,6,4]]}
[]
[null,null,null,"Full Disclaimer"]
[]
[]
[null,null,null,"This tool is aimed at assisting users in decision-making by providing analysis based on various assumptions and a variety of factors.  While an effort has been made to use accurate assumptions and factors in developing this tool, COOPER MAKES NO WARRANTY OR GUARANTEE, EXPRESS OR IMPLIED, (i) THAT THE RESULTS DESCRIBED HEREIN WILL BE OBTAINED UNDER END-USE CONDITIONS, OR (ii) AS TO THE EFFECTIVENESS, SAFETY OR APPROPRIATENESS OF ANY DESIGN INCORPORATING COOPER MATERIALS, PRODUCTS, USES, RECOMMENDATIONS OR ADVICE.  IN NO EVENT SHALL EATON BE RESPONSIBLE FOR ANY LOSS RESULTING FROM ANY USE OF THIS TOOL."]
[null,null,null,"Each user bears full responsibility for making its own determination as to the suitability of Cooper's, products, recommendations, analyses, or advice for its own particular use.  Each user must identify and perform all tests and analyses necessary to assure that its products and designs incorporating Cooper's material or products will be safe and suitable for use under end-use conditions.  Nothing in this or any other document, nor any oral recommendation or advice, shall be deemed to alter, vary, supersede, or waive any provisions of this Disclaimer, unless any such modification is specifically agreed to in writing signed by Cooper.  No statement contained herein concerning a possible or suggested use of any material, product or design is intended, or should be construed, to grant any license under any patent or other intellectual property right of Cooper or any of its subsidiaries or affiliates covering such use or design, or as a recommendation for the use of such material, product or design in the infringement of any patent or other intellectual property right.  "]
[null,null,null,"Questions about models or assumptions used in these calculations may be addressed to:"]
[]
[null,null,null,null,"Cooper Lighting LLC"]
[null,null,null,null,"1121 Highway 74 South"]
[null,null,null,null,"Peachtree City, GA.  30269"]
[null,null,null,null,"Tel:  (770) 486-4800"]

{"sheet":"USER GUIDE","index":1,"n_rows":16,"n_cols":5,"rows_kept":16,"cut":false,"hidden":false,"merged":[[12,3,12,4],[14,3,14,4],[1,3,1,4],[4,3,4,4],[5,3,5,4],[10,3,10,4],[6,3,6,4]]}
[]
[null,null,null,"User Guide"]
[]
[]
[null,null,null,"Our world is increasingly recognizing the importance of environmental sustainability and efficiency in new development, construction and building design. Good business is cost-conscious and environmentally responsible while driving more to the bottom line through increased productivity and a smaller carbon footprint.  Contributing to this initiative, LED technology is revolutionizing lighting and luminaire design.  In comparison to traditional lighting methods, LED luminaires offer significant savings in energy usage, luminaire maintenance and carbon emissions.  "]
[null,null,null,"USER GUIDE-The following provides a brief explanation of the LED Calculator/Payback Tool functionality and provides the user guidelines for effective and accurate results."]
[null,null,null,"Calculator & Input Sheet"]
[null,null,null,null,"The Calculator Input sheet is used for comparing LED to traditional lighting systems.  Only specific input cells are available for use.  Typical data required includes cost of energy (varies by location) and specific system information for both LED and the traditional system components; (e.g. the number of luminaires/poles, input watts, hours of operation, etc.).  The payback analysis tool will then compute total costs for each system by running calculations considering investment cost (equipment, etc.), cost of energy and cost of maintenance.  The results are calculated over the given timeframe.  The net savings in energy and maintenance costs are used to calculate payback or return on investment resulting from use of an LED lighting system.  Multiple comparisons are possible for different fixtures and applications similar to what may be found in real project scenarios.  A summary and graph is provided at the bottom of the sheet showing calculated values for all comparisons.  "]
[null,null,null,null,"Notes On Calculating Traditional Lamp Maintenance Costs:"]
[null,null,null,null,"To accurately depict realistic industry scenarios, the following assumptions were made when considering lamp life as function of the mortality curves published by industry lamp manufacturers.  The chosen method of lamp replacement varies and may be influenced by lamp type, application and customer preference.  The two common practices used across the industry are referred to as spot and group relamping.  The assumptions used for this spot relamping model define that spot relamping occurs when 25% of the total number of lamps have reached end of life for the given scenario.  Therefore, at this time 25% of the total quantity of lamps are replaced.  The assumptions used for this group relamping model define that group relamping occurs when 60% of the rated lamp life is reached for the given scenario.  At this time 100% of the lamps are replaced.  It is important to note that the lamp life in hours as published by lamp manufacturers, is the input value used as the rated lamp life in the calculator tool.      "]
[null,null,null,"Summary of Payback, Results, & Graphs"]
[null,null,null,null,"The summary sheet provides a comprehensive breakdown of respective costs and savings for each system type.  Payback is plotted over a 10 year period and is represented in years.  Maintenance costs and combined maintenance/energy costs are plotted on a yearly basis over the 10 year period for each system.  Tables are provided showing a side by side system comparison and a cumulative savings summary.  Reduction in greenhouse gases as a result of energy savings is also shown under environmental impact.  "]
[null,null,null,"Reference Sheet of Traditional Lamp Sources and Informative Websites"]
[null,null,null,null,"The reference sheet  lists commonly used traditional lamps for HID, compact fluorescent and induction sources and respective data necessary to run the calculator tool.  Important characteristics such as lamp life and input watts, which heavily affect the payback calculations are included.  This data has been taken directly from manufacturers specifications and is adequate for most comparisons.  Since lamp and ballast circuits may vary, original manufacturer data should be used for comparison of specific systems.  Useful industry weblinks are also provided to guide the user to useful information such as cost of energy per kilowatt-hour by region.        "]
[null,null,null,"LED product specifications, IES files and other information can be found on Cooper Lighting website.  For further information, click on the company or product image where shown.   "]
[null,"ver. 2.0 ODC - Copyright of Cooper Lighting LLC"]

{"sheet":"CALCULATOR INPUT SHEET","index":2,"n_rows":165,"n_cols":49,"rows_kept":165,"cut":false,"hidden":false,"merged":[[55,47,57,47],[145,0,145,24],[107,2,108,4],[95,2,95,4],[68,2,68,23],[88,2,88,23],[88,25,88,46],[94,2,94,4],[6,2,6,46],[50,25,50,46],[68,25,68,46],[8,2,8,4],[31,2,31,23],[24,2,24,23],[10,2,10,4],[16,25,16,46],[17,45,17,46],[50,2,50,23],[16,2,16,23],[31,25,31,46],[17,2,17,3],[24,25,24,46]]}
[null,null,"labelLED",null,null,null,null,null,null,null,null,null,null,null,null,null,null,null,null,null,null,null,null,null,null,null,null,null,null,null,null,null,null,null,null,null,null,null,null,null,null,null,null,null,null,null,"labelTRAD"]
[" "]
[]
[]
[]
[]
[]
[null,null,"Project Name:",null,null,null,null,null,null,null,null,null,null,null,null,null,null,null,null,null,null,null,null,null,null,null,null,null,null,null,null,null,null,null,null,null,null,null,null,null,null,null,null,null,null,null,"Cooper Lighting LLC"]
[null,null,null,null,null,null,null,null,null,null,null,null,null,null,null,null,null,null,null,null,null,null,null,null,null,null,null,null,null,null,null,null,null,null,null,null,null,null,null,null,null,null,null,null,null,null,"Energy & Lamp Maintenance Payback Analysis"]
[null,null,"Contact:",null,null,null,null,null,null,null,null,null,null,null,null,null,null,null,null,null,null,null,null,null,null,null,null,null,null,null,null,null,null,null,null,null,null,null,null,null,null,null,null,null,null,null,null,"View Detail:","Ambient"]
[]
[]
[null,null,"Cost per kWh:",null,0.08]
[]
[null,null,null,"kWh Inflation Rate (%/yr):",0.01]
[null,"numedit",3,null,null,null,null,null,null,null,null,null,null,null,null,null,null,null,null,null,null,null,null,null,null,3]
[null,1,"COOPER LIGHTING LLC - LED",null,null,null,null,null,null,null,null,null,null,null,null,null,null,null,null,null,null,null,null,null,null,"TRADITIONAL SYSTEMS",null,null,null,null,null,null,null,null,null,null,null,null,null,null,null,null,null,null,null,null,null,"LED Cell Names","Traditional Cell Names"]
[null,null,"LUMINAIRE DEFINITION",null,1,2,3,4,5,6,7,8,9,10,11,12,13,14,15,16,17,18,19,20,null,1,2,3,4,5,6,7,8,9,10,11,12,13,14,15,16,17,18,19,20,"LUMINAIRE DEFINITION"]
["X",null,"Fixture Brand",null,"-","-","-","-","-","-","-","-","-","-","-","-","-","-","-","-","-","-","-","-",null,"(type description)","(type description)","(type description)","(type description)","(type description)","(type description)","(type description)","(type description)","(type description)","(type description)","(type description)","(type description)","(type description)","(type description)","(type description)","(type description)","(type description)","(type description)","(type description)","(type description)",null,"Fixture Brand","lumBrandLED","lumBrand"]
["X",null,"Fixture Model",null,"(double-click me)","(double-click me)","(double-click me)","(double-click me)","(double-click me)","(double-click me)","(double-click me)","(double-click me)","(double-click me)","(double-click me)","(double-click me)","(double-click me)","(double-click me)","(double-click me)","(double-click me)","(double-click me)","(double-click me)","(double-click me)","(double-click me)","(double-click me)",null,"(type description)","(type description)","(type description)","(type description)","(type description)","(type description)","(type description)","(type description)","(type description)","(type description)","(type description)","(type description)","(type description)","(type description)","(type description)","(type description)","(type description)","(type description)","(type description)","(type description)",null,"Fixture Model","lumModelLED","lumModel"]
["X",null,"Lamp Type",null,"LED","LED","LED","LED","LED","LED","LED","LED","LED","LED","LED","LED","LED","LED","LED","LED","LED","LED","LED","LED",null,"LED","LED","LED","LED","LED","LED","LED","LED","LED","LED","LED","LED","LED","LED","LED","LED","LED","LED","LED","LED",null,"Lamp Type",null,"lamp Type"]
["X",null,"Input Watts Per Luminaire-Full Power",null,0,0,0,0,0,0,0,0,0,0,0,0,0,0,0,0,0,0,0,0,null,0,0,0,-2,-1,0,0,0,0,0,0,0,0,0,0,0,0,0,0,0,null,"Input Watts Per Luminaire","inputFull","inputTRAD"]
["O",null,"Input Watts Per Luminaire-Low Power",null,0,0,0,0,0,0,0,0,0,0,0,0,0,0,0,0,0,0,0,0,null,null,null,null,null,null,null,null,null,null,null,null,null,null,null,null,null,null,null,null,null,null,null,"inputLow"]
["X"]
["X",null,"APPLICATION",null,null,null,null,null,null,null,null,null,null,null,null,null,null,null,null,null,null,null,null,null,null,"APPLICATION"]
["X",null,"Fixture Quantity",null,0,0,0,0,0,0,0,0,0,0,0,0,0,0,0,0,0,0,0,0,null,0,0,0,0,0,0,0,0,0,0,0,0,0,0,0,0,0,0,0,0,null,"Fixture Quantity","numLumsLED","numLums"]
["O",null,"Pole Quantity (If Applicable)",null,0,0,0,0,0,0,0,0,0,0,0,0,0,0,0,0,0,0,0,0,null,0,0,0,0,0,0,0,0,0,0,0,0,0,0,0,0,0,0,0,0,null,"Pole Quantity (If Applicable)","numPolesLED","numPoles"]
["X",null,"Operating Hours/Day-Full Power",null,0,0,0,0,0,0,0,0,0,0,0,0,0,0,0,0,0,0,0,0,null,0,0,0,0,0,0,0,0,0,0,0,0,0,0,0,0,0,0,0,0,null,"Operating Hours/Day-Full Power","burnHoursLEDH","burnHours"]
["O",null,"Operating Hours/Day-Low Power",null,0,0,0,0,0,0,0,0,0,0,0,0,0,0,0,0,0,0,0,0,null,null,null,null,null,null,null,null,null,null,null,null,null,null,null,null,null,null,null,null,null,null,null,"burnHoursLEDL"]
["O",null,"Operating Hours/Day",null,{"$f":"burnHoursLEDH+burnHoursLEDL","v":0},0,0,0,0,0,0,0,0,0,0,0,0,0,0,0,0,0,0,0,null,{"$f":"burnHours","v":0},0,0,0,0,0,0,0,0,0,0,0,0,0,0,0,0,0,0,0,null,"Operating Hours/Day","burnHoursLED"]
["X"]
["X",null,"POWER CALCULATIONS",null,null,null,null,null,null,null,null,null,null,null,null,null,null,null,null,null,null,null,null,null,null,"POWER CALCULATIONS"]
["X",null,"Total kW",null,{"$f":"(E22/1000)*E26","v":0},{"$f":"(F22/1000)*F26","v":0},0,0,0,0,0,0,0,{"$f":"(N22/1000)*N26","v":0},0,0,0,0,0,0,0,0,0,0,null,{"$f":"(Z22/1000)*Z26","v":0},{"$f":"(AA22/1000)*AA26","v":0},{"$f":"(AB22/1000)*AB26","v":0},0,0,0,0,0,0,0,0,0,0,0,0,0,0,0,0,0,null,"Total kW"]
["X",null,"Total kW Saved",null,{"$f":"IF(Z33-E33<0,0,Z33-E33)","v":0},0,0,0,0,0,0,0,0,{"$f":"IF(AI33-N33<0,0,AI33-N33)","v":0},0,0,0,0,0,0,0,0,0,0]
["X",null,"Annual Operating Hours (365 days) ",null,{"$f":"(E28+E29)*365","v":0},{"$f":"(F28+F29)*365","v":0},0,0,0,0,0,0,0,{"$f":"(N28+N29)*365","v":0},0,0,0,0,0,0,0,0,0,0,null,{"$f":"(Z28+Z29)*365","v":0},{"$f":"(AA28+AA29)*365","v":0},{"$f":"(AB28+AB29)*365","v":0},0,0,0,0,0,0,0,0,0,0,0,0,0,0,0,0,0,null,"Annual Operating Hours (365 days) "]
[null,null,"Per Fixture Full Power Watt*Hr/Day",null,{"$f":"E22*E28","v":0},{"$f":"F22*F28","v":0},0,0,0,0,0,0,0,{"$f":"N22*N28","v":0},0,0,0,0,0,0,0,0,0,0,null,{"$f":"Z22*Z28","v":0},{"$f":"AA22*AA28","v":0},{"$f":"AB22*AB28","v":0},0,0,0,0,0,0,0,0,0,0,0,0,0,0,0,0,0,null,"Per Fixture Full Power Watt*Hr/Day"]
[null,null,"Per Fixture Low Power Watt*Hr/Day",null,{"$f":"E23*E29","v":0},{"$f":"F23*F29","v":0},0,0,0,0,0,0,0,{"$f":"N23*N29","v":0},0,0,0,0,0,0,0,0,0,0]
[null,null,"Per Fixture Full Power KWh/Day",null,{"$f":"E36/1000","v":0},{"$f":"F36/1000","v":0},0,0,0,0,0,0,0,{"$f":"N36/1000","v":0},0,0,0,0,0,0,0,0,0,0,null,{"$f":"Z36/1000","v":0},{"$f":"AA36/1000","v":0},{"$f":"AB36/1000","v":0},0,0,0,0,0,0,0,0,0,0,0,0,0,0,0,0,0,null,"Per Fixture Full Power KW/Day"]
[null,null,"Per Fixture Low Power KWh/Day",null,{"$f":"E37/1000","v":0},{"$f":"F37/1000","v":0},0,0,0,0,0,0,0,{"$f":"N37/1000","v":0},0,0,0,0,0,0,0,0,0,0]
[null,null,"Per Fixture Total Watt*Hr/Day",null,{"$f":"E36+E37","v":0},{"$f":"F36+F37","v":0},0,0,0,0,0,0,0,{"$f":"N36+N37","v":0},0,0,0,0,0,0,0,0,0,0,null,{"$f":"Z36+Z37","v":0},{"$f":"AA36+AA37","v":0},{"$f":"AB36+AB37","v":0},0,0,0,0,0,0,0,0,0,0,0,0,0,0,0,0,0,null,"Per Fixture Total Watt*Hr/Day"]
[null,null,"Per Fixture Total KW*Hr/Day",null,{"$f":"E38+E39","v":0},{"$f":"F38+F39","v":0},0,0,0,0,0,0,0,{"$f":"N38+N39","v":0},0,0,0,0,0,0,0,0,0,0,null,{"$f":"Z38+Z39","v":0},{"$f":"AA38+AA39","v":0},{"$f":"AB38+AB39","v":0},0,0,0,0,0,0,0,0,0,0,0,0,0,0,0,0,0,null,"Per Fixture Total KW*Hr/Day"]
[null,null," All Fixtures-Watt*Hr/Day",null,{"$f":"E40*E26","v":0},{"$f":"F40*F26","v":0},0,0,0,0,0,0,0,{"$f":"N40*N26","v":0},0,0,0,0,0,0,0,0,0,0,null,{"$f":"Z40*Z26","v":0},{"$f":"AA40*AA26","v":0},{"$f":"AB40*AB26","v":0},0,0,0,0,0,0,0,0,0,0,0,0,0,0,0,0,0,null," All Fixtures-Watt*Hr/Day"]
[null,null," All Fixtures-KW*Hr/Day",null,{"$f":"E41*E26","v":0},{"$f":"F41*F26","v":0},0,0,0,0,0,0,0,{"$f":"N41*N26","v":0},0,0,0,0,0,0,0,0,0,0,null,{"$f":"Z41*Z26","v":0},{"$f":"AA41*AA26","v":0},{"$f":"AB41*AB26","v":0},0,0,0,0,0,0,0,0,0,0,0,0,0,0,0,0,0,null," All Fixtures-KW*Hr/Day"]
[null,null,"Annual W*Hr",null,{"$f":"E42*365","v":0},{"$f":"F42*365","v":0},0,0,0,0,0,0,0,{"$f":"N42*365","v":0},0,0,0,0,0,0,0,0,0,0,null,{"$f":"Z42*365","v":0},{"$f":"AA42*365","v":0},{"$f":"AB42*365","v":0},0,0,0,0,0,0,0,0,0,0,0,0,0,0,0,0,0,null,"Annual W*Hr"]
["X",null,"Annual kWh",null,{"$f":"E43*365","v":0},{"$f":"F43*365","v":0},0,0,0,0,0,0,0,{"$f":"N43*365","v":0},0,0,0,0,0,0,0,0,0,0,null,{"$f":"Z43*365","v":0},{"$f":"AA43*365","v":0},{"$f":"AB43*365","v":0},0,0,0,0,0,0,0,0,0,0,0,0,0,0,0,0,0,null,"Annual kWh "]
["X",null,"Annual kWh Saved",null,{"$f":"IF(Z45-E45<0,0,Z45-E45)","v":0},0,0,0,0,0,0,0,0,{"$f":"IF(AI45-N45<0,0,AI45-N45)","v":0},0,0,0,0,0,0,0,0,0,0]
[null,null,"Annual Energy Cost ",null,{"$f":"E45*$E$13","v":0},{"$f":"F45*$E$13","v":0},0,0,0,0,0,0,0,{"$f":"N45*$E$13","v":0},0,0,0,0,0,0,0,0,0,0,null,{"$f":"Z45*$E$13","v":0},{"$f":"AA45*$E$13","v":0},{"$f":"AB45*$E$13","v":0},0,0,0,0,0,0,0,0,0,0,0,0,0,0,0,0,0,null,"Annual Energy Cost"]
[null,null,"Energy Cost/Month",null,{"$f":"E47/12","v":0},{"$f":"F47/12","v":0},0,0,0,0,0,0,0,{"$f":"N47/12","v":0},0,0,0,0,0,0,0,0,0,0,null,{"$f":"Z47/12","v":0},{"$f":"AA47/12","v":0},{"$f":"AB47/12","v":0},0,0,0,0,0,0,0,0,0,0,0,0,0,0,0,0,0,null,"Energy Cost/Month"]
[null,null,"Energy Cost/Day",null,{"$f":"E47/365","v":0},{"$f":"F47/365","v":0},0,0,0,0,0,0,0,{"$f":"N47/365","v":0},0,0,0,0,0,0,0,0,0,0,null,{"$f":"Z47/365","v":0},{"$f":"AA47/365","v":0},{"$f":"AB47/365","v":0},0,0,0,0,0,0,0,0,0,0,0,0,0,0,0,0,0,null,"Energy Cost/Day"]
["X"]
["X",null,"LUMINAIRE COSTS",null,null,null,null,null,null,null,null,null,null,null,null,null,null,null,null,null,null,null,null,null,null,"LUMINAIRE COSTS"]
["X",null,"Per Luminaire Cost",null,0,0,0,0,0,0,0,0,0,0,0,0,0,0,0,0,0,0,0,0,null,0,0,0,0,0,0,0,0,0,0,0,0,0,0,0,0,0,0,0,0,null,"Per Luminaire Cost (w/lamp)","costLED","cost"]
["O",null,"Per Pole Cost (If Applicable)",null,0,0,0,0,0,0,0,0,0,0,0,0,0,0,0,0,0,0,0,0,null,0,0,0,0,0,0,0,0,0,0,0,0,0,0,0,0,0,0,0,0,null,"Per Pole Cost (If Applicable)","costPoleLED","costPole"]
["X",null,"Installation Cost (Per Luminaire)",null,0,0,0,0,0,0,0,0,0,0,0,0,0,0,0,0,0,0,0,0,null,0,0,0,0,0,0,0,0,0,0,0,0,0,0,0,0,0,0,0,0,null,"Installation Cost (Per Luminaire)","costInstallLED","costInstall"]
[]
["X",null,"Rebate Per Fixture (If Applicable)",null,0,0,0,0,0,0,0,0,0,0,0,0,0,0,0,0,0,0,0,0,null,null,null,null,null,null,null,null,null,null,null,null,null,null,null,null,null,null,null,null,null,null,null,"rebateLED"]
["X",null,"Rebate Per kWh Saved 1st Year (If Applicable)",null,0,0,0,0,0,0,0,0,0,0,0,0,0,0,0,0,0,0,0,0]
["X",null,"Rebate Per kW Saved (If Applicable)",null,0,0,0,0,0,0,0,0,0,0,0,0,0,0,0,0,0,0,0,0]
["X",null,"Accelerated Tax Depreciation (%)",null,0,0,0,0,0,0,0,0,0,0,0,0,0,0,0,0,0,0,0,0,null,null,null,null,null,null,null,null,null,null,null,null,null,null,null,null,null,null,null,null,null,null,null,"AccTax"]
["X",null,"Accelerated Tax Depreciation Savings",null,{"$f":"E26*(E52+E54)*0.5*E59","v":0},{"$f":"F26*(F52+F54)*0.5*F59","v":0},0,0,0,0,0,0,0,{"$f":"N26*(N52+N54)*0.5*N59","v":0},0,0,0,0,0,0,0,0,0,0]
["X",null,"EPAct Tax Deduction",null,0,0,0,0,0,0,0,0,0,0,0,0,0,0,0,0,0,0,0,0,null,null,null,null,null,null,null,null,null,null,null,null,null,null,null,null,null,null,null,null,null,null,null,"EPAct"]
["X",null,"Combined 1st Year Cost Offset (Rebate + Tax Benefit)",null,{"$f":"(E56*E26) + (E57*E46) + (E58*E34) + (E60) + (E61)","v":0},{"$f":"(F56*F26) + (F57*F46) + (F58*F34) + (F60) + (F61)","v":0},{"$f":"(G56*G26) + (G57*G46) + (G58*G34) + (G60) + (G61)","v":0},0,0,0,0,0,0,{"$f":"(N56*N26) + (N57*N46) + (N58*N34) + (N60) + (N61)","v":0},0,0,0,0,0,0,0,0,0,0]
[null,null,"Total System Cost (including rebates)",null,{"$f":"(numLumsLED*E52)+(numLumsLED*E54)+(E$27*E$53)-E62","v":0},{"$f":"(numLumsLED*F52)+(numLumsLED*F54)+(F$27*F$53)-F62","v":0},0,0,0,0,0,0,0,{"$f":"(numLumsLED*N52)+(numLumsLED*N54)+(N$27*N$53)-N62","v":0},0,0,0,0,0,0,0,0,0,0,null,{"$f":"(Z$52+Z$54)*Z$26 + (Z$27*Z$53)","v":0},{"$f":"(AA$52+AA$54)*AA$26 + (AA$27*AA$53)","v":0},{"$f":"(AB$52+AB$54)*AB$26 + (AB$27*AB$53)","v":0},0,0,0,0,0,0,0,0,0,0,0,0,0,0,0,0,0,null,"Total System Cost"]
[null,null,"Max System Watts",null,{"$f":"E26*E22","v":0},0,0,0,0,0,0,0,0,{"$f":"N26*N22","v":0},0,0,0,0,0,0,0,0,0,0,null,{"$f":"Z22*Z26","v":0},{"$f":"AA22*AA26","v":0},{"$f":"AB22*AB26","v":0},0,0,0,0,0,0,0,0,0,0,0,0,0,0,0,0,0,null,"Max System Watts"]
[null,null," Max System kW",null,{"$f":"E64/1000","v":0},0,0,0,0,0,0,0,0,{"$f":"N64/1000","v":0},0,0,0,0,0,0,0,0,0,0,null,{"$f":"Z64/1000","v":0},{"$f":"AA64/1000","v":0},{"$f":"AB64/1000","v":0},0,0,0,0,0,0,0,0,0,0,0,0,0,0,0,0,0,null,"Max System kW"]
[null,null,"Min System Watts",null,{"$f":"E23*E26","v":0},0,0,0,0,0,0,0,0,{"$f":"N23*N26","v":0},0,0,0,0,0,0,0,0,0,0]
[null,null," Min System kW",null,{"$f":"E66/1000","v":0},0,0,0,0,0,0,0,0,{"$f":"N66/1000","v":0},0,0,0,0,0,0,0,0,0,0]
["X"]
["X",null,"LED MAINTENANCE COSTS",null,null,null,null,null,null,null,null,null,null,null,null,null,null,null,null,null,null,null,null,null,null,"TRADITIONAL MAINTENANCE COSTS"]
["X",null,"LED MODULE DESCRIPTION",null,"(type description)","(type description)","(type description)","(type description)","(type description)","(type description)","(type description)","(type description)","(type description)","(type description)","(type description)","(type description)","(type description)","(type description)","(type description)","(type description)","(type description)","(type description)","(type description)","(type description)",null,"(type description)","(type description)","(type description)","(type description)","(type description)","(type description)","(type description)","(type description)","(type description)","(type description)","(type description)","(type description)","(type description)","(type description)","(type description)","(type description)","(type description)","(type description)","(type description)","(type description)",null,"LAMP DESCRIPTION","moduleLED","module"]
["X",null,"Choose Method of Relamp",null,"GROUP","GROUP","GROUP","GROUP","GROUP","GROUP","GROUP","GROUP","GROUP","GROUP","GROUP","GROUP","GROUP","GROUP","GROUP","GROUP","GROUP","GROUP","GROUP","GROUP",null,"GROUP","GROUP","GROUP","GROUP","GROUP","GROUP","GROUP","GROUP","GROUP","GROUP","GROUP","GROUP","GROUP","GROUP","GROUP","GROUP","GROUP","GROUP","GROUP","GROUP",null,"Choose Method of Relamp","relampMethodLED","relampMethod"]
["X",null,"Site Fee (If applicable; flat charge per site relamping)",null,0,0,0,0,0,0,0,0,0,0,0,0,0,0,0,0,0,0,0,0,null,0,0,0,0,0,0,0,0,0,0,0,0,0,0,0,0,0,0,0,0,null,"Site Fee (If applicable; flat charge per site relamping)","siteFeeLED","siteFee"]
["X",null,"LED Lamp Module Cost Per Fixture (mtrl)",null,0,0,0,0,0,0,0,0,0,0,0,0,0,0,0,0,0,0,0,0,null,0,0,0,0,0,0,0,0,0,0,0,0,0,0,0,0,0,0,0,0,null,"Lamp Cost Per Fixture (mtrl)","costLampLED","costLamp"]
["X",null,"Labor Cost Per Fixture (labor, rental) ",null,0,0,0,0,0,0,0,0,0,0,0,0,0,0,0,0,0,0,0,0,null,0,0,0,0,0,0,0,0,0,0,0,0,0,0,0,0,0,0,0,0,null,"Labor Cost Per Fixture (labor, rental) ","costLaborLED","costLabor"]
["X",null,"Recycle Fee Per Lamp (If Applicable)",null,0,0,0,0,0,0,0,0,0,0,0,0,0,0,0,0,0,0,0,0,null,0,0,0,0,0,0,0,0,0,0,0,0,0,0,0,0,0,0,0,0,null,"Recycle Fee Per Lamp","costRecycleLED","costRecycle"]
["X",null,"Total Lamp Module Replacement Cost (Per Fixture)",null,{"$f":"SUM(E73:E75)","v":0},0,0,0,0,0,0,0,0,{"$f":"SUM(N73:N75)","v":0},0,0,0,0,0,0,0,0,0,0,null,{"$f":"SUM(Z73:Z75)","v":0},{"$f":"SUM(AA73:AA75)","v":0},{"$f":"SUM(AB73:AB75)","v":0},0,0,0,0,0,0,0,0,0,0,0,0,0,0,0,0,0,null,"Total Lamp Replacement Cost (Per Fixture)","replaceCostLED","replaceCost"]
["X",null,"Rated Life (hours)",null,60000,60000,60000,60000,60000,60000,60000,60000,60000,60000,60000,60000,60000,60000,60000,60000,60000,60000,60000,60000,null,60000,60000,60000,60000,60000,60000,60000,60000,60000,60000,60000,60000,60000,60000,60000,60000,60000,60000,60000,60000,null,"Rated Lamp Life (hours)","lifeCustomLED","lifeCustom"]
[null,null,"Number of Years/Lamp",null,{"$f":"IFERROR(E77/E35,\"-\")","v":"-"},"-","-","-","-","-","-","-","-",{"$f":"IFERROR(N77/N35,\"-\")","v":"-"},"-","-","-","-","-","-","-","-","-","-",null,{"$f":"IF(Z35=0,0,Z77/Z35)","v":0},{"$f":"IF(AA35=0,0,AA77/AA35)","v":0},{"$f":"IF(AB35=0,0,AB77/AB35)","v":0},0,0,0,0,0,0,0,0,0,0,0,0,0,0,0,0,0,null,"Number of Years/Lamp"]
["X",null,"Useful Life LED Systems (Years)",null,{"$f":"IF(E35=0,\"-\",'Life LED'!AD12/E35)","v":"-"},{"$f":"IF(F35=0,\"-\",'Life LED'!AE12/F35)","v":"-"},{"$f":"IF(G35=0,\"-\",'Life LED'!AF12/G35)","v":"-"},{"$f":"IF(H35=0,\"-\",'Life LED'!AG12/H35)","v":"-"},{"$f":"IF(I35=0,\"-\",'Life LED'!AH12/I35)","v":"-"},{"$f":"IF(J35=0,\"-\",'Life LED'!AI12/J35)","v":"-"},{"$f":"IF(K35=0,\"-\",'Life LED'!AJ12/K35)","v":"-"},{"$f":"IF(L35=0,\"-\",'Life LED'!AK12/L35)","v":"-"},{"$f":"IF(M35=0,\"-\",'Life LED'!AL12/M35)","v":"-"},{"$f":"IF(N35=0,\"-\",'Life LED'!AW12/N35)","v":"-"},{"$f":"IF(O35=0,\"-\",'Life LED'!AX12/O35)","v":"-"},{"$f":"IF(P35=0,\"-\",'Life LED'!AY12/P35)","v":"-"},{"$f":"IF(Q35=0,\"-\",'Life LED'!AZ12/Q35)","v":"-"},{"$f":"IF(R35=0,\"-\",'Life LED'!BA12/R35)","v":"-"},{"$f":"IF(S35=0,\"-\",'Life LED'!BB12/S35)","v":"-"},{"$f":"IF(T35=0,\"-\",'Life LED'!BC12/T35)","v":"-"},{"$f":"IF(U35=0,\"-\",'Life LED'!BD12/U35)","v":"-"},{"$f":"IF(V35=0,\"-\",'Life LED'!BE12/V35)","v":"-"},{"$f":"IF(W35=0,\"-\",'Life LED'!BF12/W35)","v":"-"},{"$f":"IF(X35=0,\"-\",'Life LED'!BG12/X35)","v":"-"}]
["X"]
["X",null,"DRIVER",null,"(type description)","(type description)","(type description)","(type description)","(type description)","(type description)","(type description)","(type description)","(type description)","(type description)","(type description)","(type description)","(type description)","(type description)","(type description)","(type description)","(type description)","(type description)","(type description)","(type description)",null,"(type description)","(type description)","(type description)","(type description)","(type description)","(type description)","(type description)","(type description)","(type description)","(type description)","(type description)","(type description)","(type description)","(type description)","(type description)","(type description)","(type description)","(type description)","(type description)","(type description)",null,"BALLAST","driverLED","ballast"]
["X",null,"Driver Cost Per Fixture (mtrl)",null,0,0,0,0,0,0,0,0,0,0,0,0,0,0,0,0,0,0,0,0,null,0,0,0,0,0,0,0,0,0,0,0,0,0,0,0,0,0,0,0,0,null,"Ballast Cost Per Fixture (mtrl)","costDriver","costBallast"]
["X",null,"Labor Cost Per Fixture (labor, rental) ",null,0,0,0,0,0,0,0,0,0,0,0,0,0,0,0,0,0,0,0,0,null,0,0,0,0,0,0,0,0,0,0,0,0,0,0,0,0,0,0,0,0,null,"Labor Cost Per Fixture (labor, rental) ","costLaborDriver","costLaborBallast"]
["X",null,"  Total Driver Replacement Cost (Per Fixture)",null,{"$f":"E83+E82","v":0},0,0,0,0,0,0,0,0,{"$f":"N83+N82","v":0},0,0,0,0,0,0,0,0,0,0,null,{"$f":"SUM(Z82:Z83)","v":0},{"$f":"SUM(AA82:AA83)","v":0},{"$f":"SUM(AB82:AB83)","v":0},0,0,0,0,0,0,0,0,0,0,0,0,0,0,0,0,0,null,"Total Ballast Replacement Cost (Per Fixture)","replaceCostDriver","replaceCostBallast"]
["X",null,"Ballast / Driver Type",null,"ELECTRONIC","ELECTRONIC","ELECTRONIC","ELECTRONIC","ELECTRONIC","ELECTRONIC","ELECTRONIC","ELECTRONIC","ELECTRONIC","ELECTRONIC","ELECTRONIC","ELECTRONIC","ELECTRONIC","ELECTRONIC","ELECTRONIC","ELECTRONIC","ELECTRONIC","ELECTRONIC","ELECTRONIC","ELECTRONIC",null,"ELECTRONIC","ELECTRONIC","ELECTRONIC","ELECTRONIC","ELECTRONIC","ELECTRONIC","ELECTRONIC","ELECTRONIC","ELECTRONIC","ELECTRONIC","ELECTRONIC","ELECTRONIC","ELECTRONIC","ELECTRONIC","ELECTRONIC","ELECTRONIC","ELECTRONIC","ELECTRONIC","ELECTRONIC","ELECTRONIC",null,"Ballast Type",null,"ballastType"]
["X",null,"Rated Driver Life (hours)",null,60000,0,0,0,0,0,0,0,0,0,0,0,0,0,0,0,0,0,0,0,null,60000,0,0,0,0,0,0,0,0,0,0,0,0,0,0,0,0,0,0,0,null,"Rated Ballast Life (hours)","lifeCustomDriver","lifeCustomBallast"]
[null,null,"Number of Years/Driver",null,{"$f":"IF(E35=0,0,E86/E35)","v":0},0,0,0,0,0,0,0,0,{"$f":"IF(N35=0,0,N86/N35)","v":0},0,0,0,0,0,0,0,0,0,0,null,{"$f":"IF(Z35=0,0,Z86/Z35)","v":0},{"$f":"IF(AA35=0,0,AA86/AA35)","v":0},{"$f":"IF(AB35=0,0,AB86/AB35)","v":0},0,0,0,0,0,0,0,0,0,0,0,0,0,0,0,0,0,null,"Number of Years/Ballast"]
["X"]
["X",null,"ANNUALIZED LED COST SUMMARY",null,null,null,null,null,null,null,null,null,null,null,null,null,null,null,null,null,null,null,null,null,null,"ANNUALIZED TRADITIONAL COST SUMMARY"]
["X",null,"Total LED System Cost",null,{"$f":"E63","v":0},{"$f":"F63","v":0},0,0,0,0,0,0,0,{"$f":"N63","v":0},0,0,0,0,0,0,0,0,0,0,null,{"$f":"Z63","v":0},{"$f":"AA63","v":0},{"$f":"AB63","v":0},0,0,0,0,0,0,0,0,0,0,0,0,0,0,0,0,0,null,"Total Traditional System Cost"]
["X",null,"Annual LED Energy Cost",null,{"$f":"Calcs!E128","v":0},{"$f":"Calcs!F128","v":0},{"$f":"Calcs!G128","v":0},{"$f":"Calcs!H128","v":0},{"$f":"Calcs!I128","v":0},{"$f":"Calcs!J128","v":0},{"$f":"Calcs!K128","v":0},{"$f":"Calcs!L128","v":0},{"$f":"Calcs!M128","v":0},{"$f":"Calcs!N128","v":0},{"$f":"Calcs!O128","v":0},{"$f":"Calcs!P128","v":0},{"$f":"Calcs!Q128","v":0},{"$f":"Calcs!R128","v":0},{"$f":"Calcs!S128","v":0},{"$f":"Calcs!T128","v":0},{"$f":"Calcs!U128","v":0},{"$f":"Calcs!V128","v":0},{"$f":"Calcs!W128","v":0},{"$f":"Calcs!X128","v":0},null,{"$f":"Calcs!E129","v":0},{"$f":"Calcs!F129","v":0},{"$f":"Calcs!G129","v":0},{"$f":"Calcs!H129","v":0},{"$f":"Calcs!I129","v":0},{"$f":"Calcs!J129","v":0},{"$f":"Calcs!K129","v":0},{"$f":"Calcs!L129","v":0},{"$f":"Calcs!M129","v":0},{"$f":"Calcs!N129","v":0},{"$f":"Calcs!O129","v":0},{"$f":"Calcs!P129","v":0},{"$f":"Calcs!Q129","v":0},{"$f":"Calcs!R129","v":0},{"$f":"Calcs!S129","v":0},{"$f":"Calcs!T129","v":0},{"$f":"Calcs!U129","v":0},{"$f":"Calcs!V129","v":0},{"$f":"Calcs!W129","v":0},{"$f":"Calcs!X129","v":0},null,"Annual Traditional Energy Cost"]
["X",null,"Annual LED Maintenance Cost",null,{"$f":"Calcs!E107","v":0},{"$f":"Calcs!F107","v":0},{"$f":"Calcs!G107","v":0},{"$f":"Calcs!H107","v":0},{"$f":"Calcs!I107","v":0},{"$f":"Calcs!J107","v":0},{"$f":"Calcs!K107","v":0},{"$f":"Calcs!L107","v":0},{"$f":"Calcs!M107","v":0},{"$f":"Calcs!N107","v":0},{"$f":"Calcs!O107","v":0},{"$f":"Calcs!P107","v":0},{"$f":"Calcs!Q107","v":0},{"$f":"Calcs!R107","v":0},{"$f":"Calcs!S107","v":0},{"$f":"Calcs!T107","v":0},{"$f":"Calcs!U107","v":0},{"$f":"Calcs!V107","v":0},{"$f":"Calcs!W107","v":0},{"$f":"Calcs!X107","v":0},null,{"$f":"Calcs!BD107","v":0},{"$f":"Calcs!BE107","v":0},{"$f":"Calcs!BF107","v":0},{"$f":"Calcs!BG107","v":0},{"$f":"Calcs!BH107","v":0},{"$f":"Calcs!BI107","v":0},{"$f":"Calcs!BJ107","v":0},{"$f":"Calcs!BK107","v":0},{"$f":"Calcs!BL107","v":0},{"$f":"Calcs!BM107","v":0},{"$f":"Calcs!BN107","v":0},{"$f":"Calcs!BO107","v":0},{"$f":"Calcs!BP107","v":0},{"$f":"Calcs!BQ107","v":0},{"$f":"Calcs!BR107","v":0},{"$f":"Calcs!BS107","v":0},{"$f":"Calcs!BT107","v":0},{"$f":"Calcs!BU107","v":0},{"$f":"Calcs!BV107","v":0},{"$f":"Calcs!BW107","v":0},null,"Annual Traditional Maintenance Cost"]
["end",null,null,null,"EMPTY","EMPTY","EMPTY","EMPTY","EMPTY","EMPTY","EMPTY","EMPTY","EMPTY","EMPTY","EMPTY","EMPTY","EMPTY","EMPTY","EMPTY","EMPTY","EMPTY","EMPTY","EMPTY","EMPTY",null,"EMPTY","EMPTY","EMPTY","EMPTY","EMPTY","EMPTY","EMPTY","EMPTY","EMPTY","EMPTY","EMPTY","EMPTY","EMPTY","EMPTY","EMPTY","EMPTY","EMPTY","EMPTY","EMPTY","EMPTY",null,null,"updateLED","update"]
[null,null,null,null,null,null,null,null,null,null,null,null,null,null,null,null,null,null,null,null,null,null,null,null,null,null,null,null,null,null,null,null,null,null,null,null,null,null,null,null,null,null,null,null,null,null,null,"whole comparison's name = matrix"]
[null,null,"PAYBACK ANALYSIS"]
[null,null,"AVERAGE ANNUALIZED SAVINGS PER YEAR"]
[]
[null,null,"Annual Energy Savings",null,{"$f":"IFERROR(SUM(Z91:AS91)-SUM(E91:X91),\"-\")","v":0}]
[null,null,"Annual Lamp Maintenance Savings",null,{"$f":"IFERROR(SUM(Z92:AS92) - SUM(E92:X92), \"-\")","v":0}]
[null,null,"Annual Combined Savings",null,{"$f":"IFERROR(E98+E99, \"-\")","v":0}]
[]
[null,null,"Cost of Waiting (Monthly)",null,{"$f":"IFERROR(E100/12, \"-\")","v":0}]
[]
[null,null,"Simple Payback (years)",null,{"$f":"IFERROR(IF(E100<0,\"Infinite\",(SUM($E$90:$X$90)-SUM($Z$90:$AS$90))/E100),\"-\")","v":"-"}]
[null,null,"IRR (%)",null,{"$f":"IFERROR(IF(E106>0,IF(Calcs!L110<0,IRR(Calcs!L110:L120,0.2),\"N/A \"),\"N/A \"), \"-\")","v":"N/A "}]
[null,null,"10 Year Cash Flow (Energy & Lamp Main.)",null,{"$f":"Calcs!M120","v":0}]
[]
[null,null,"Note: These are estimated savings only. Annual and monthly savings are based on a number of variables and assumptions that could change over time. The actual savings derived by your firm may be higher or lower. Cooper Lighting LLC does not imply a warranty of performance or savings as calculated and shown within this program and document."]
[]
[null,null,"Build Date: 9/19/2016"]
[]
[]
[]
[]
[]
[]
[]
[]
[]
[]
[]
[]
[]
[]
[]
[]
[]
[]
[]
[]
[]
[]
[]
[]
[]
[]
[]
[]
[]
[]
[]
[]
["X labels for graph in payback analysis:"]
["LED","Traditional"]
[]
["GREENHOUSE GAS CALCULATIONS:"]
[]
[null,null,null,null,"Power (kWh)","Carbon Dioxide (CO2)","Methane (CH4)","Nitrous Oxide (N2O)"]
[null,null,null,null,"kWh","lbs CO2","lbs CH4","lbs N2O"]
[null,null,"*Constant (lbs/kWh) -->",null,"-",1.363,0.05,0.09]
[null,null,"Value of reduction per year -->",null,{"$f":"SUM($Z$45:$AS$45)-SUM($E$45:$X$45)","v":0},{"$f":"F150*E151","v":0},{"$f":"G150*E151","v":0},{"$f":"H150*E151","v":0}]
[null,null,1,null,{"$f":"$E$151*$C152","v":0},{"$f":"$F$151*$C152","v":0},{"$f":"$G$151*$C152","v":0},{"$f":"$H$151*$C152","v":0}]
[null,null,2,null,{"$f":"$E$151*$C153","v":0},{"$f":"$F$151*$C153","v":0},{"$f":"$G$151*$C153","v":0},0]
[null,null,3,null,0,0,0,0]
[null,null,4,null,0,0,0,0]
[null,null,5,null,0,0,0,0]
[null,null,6,null,0,0,0,0]
[null,null,7,null,0,0,0,0]
[null,null,8,null,0,0,0,0]
[null,null,9,null,0,0,0,0]
[null,null,10,null,0,0,0,0]
[]
[null,null,null,null,"*Carbon Dioxide constant based on national average"]
[null,null,null,null,"*Methane constant based on national average"]
[null,null,null,null,"*Nitrous Oxide constant based on national average"]

{"sheet":"SUMMARY-PAYBACK RESULTS-GRAPHS","index":3,"n_rows":96,"n_cols":14,"rows_kept":96,"cut":false,"hidden":false,"merged":[[95,1,96,14],[19,14,20,14],[32,1,32,2],[32,4,32,5],[32,6,32,7],[82,4,82,5],[82,6,82,7],[28,7,28,8],[27,7,27,8],[1,1,5,14],[7,4,7,5],[82,1,82,2],[85,9,86,12],[7,1,7,2],[12,1,12,5],[9,1,9,5],[9,7,12,14],[19,12,19,13],[19,10,19,11]]}
[]
[null,"Cooper Lighting LLC\nEnergy &  Maintenance Summary"]
[]
[]
[]
[]
[]
[]
[null,"Project Name:",null,null,null,null,null,"Information:"]
[null,{"$f":"'CALCULATOR INPUT SHEET'!C9","v":0}]
[]
[null,"Contact:"]
[null,{"$f":"'CALCULATOR INPUT SHEET'!C11","v":0}]
[]
[null,null,"LED Payback (Years)"]
[]
[null,null,null,null,null,null,null,null,null,null,"System Energy & Maintenance Cost Summary"]
[]
[null,null,null,null,null,null,null,"LED","Traditional"]
[null,null,null,null,null,null,{"$f":"IF(SUM('CALCULATOR INPUT SHEET'!E62:X62)>0, \"Total Initial Fixture/Installation Cost After Rebate\", \"Total Initial Fixture/Installation Cost\")","v":"Total Initial Fixture/Installation Cost"},{"$f":"SUM('CALCULATOR INPUT SHEET'!E90:X90)","v":0},{"$f":"SUM('CALCULATOR INPUT SHEET'!Z90:AS90)","v":0},null,"Savings",null,"Cost/Year"]
[null,null,null,null,null,null,"Total System kW",{"$f":"SUM('CALCULATOR INPUT SHEET'!E33:X33)","v":0},{"$f":"SUM('CALCULATOR INPUT SHEET'!Z33:AS33)","v":0},null,"Annual","Cumulative","LED","Traditional"]
[null,null,null,null,null,null,"Annual kWh",{"$f":"SUM('CALCULATOR INPUT SHEET'!E45:X45)","v":0},{"$f":"SUM('CALCULATOR INPUT SHEET'!Z45:AS45)","v":0},"1st Year",{"$f":"IFERROR(N22-M22,\"-\")","v":0},{"$f":"IFERROR(N22-M22, \"-\")","v":0},{"$f":"Calcs!I111","v":0},{"$f":"Calcs!J111","v":0}]
[null,null,null,null,null,null,"Cost of Energy per kWh",{"$f":"'CALCULATOR INPUT SHEET'!E13","v":0.08},{"$f":"'CALCULATOR INPUT SHEET'!E13","v":0.08},"5th Year",{"$f":"IFERROR(N23-M23, \"-\")","v":0},{"$f":"IFERROR(K23*5, \"-\")","v":0},{"$f":"AVERAGE(Calcs!I111:I115)","v":0},{"$f":"AVERAGE(Calcs!J111:J115)","v":0}]
[null,null,null,null,null,null,"kWh Inflation Rate (%/yr)",{"$f":"'CALCULATOR INPUT SHEET'!E15","v":0.01},{"$f":"'CALCULATOR INPUT SHEET'!E15","v":0.01},"10th Year",{"$f":"IFERROR(N24-M24, \"-\")","v":0},{"$f":"IFERROR(10*K24, \"-\")","v":0},{"$f":"Calcs!I122","v":0},{"$f":"Calcs!J122","v":0}]
[null,null,null,null,null,null,"Average Annual Energy Cost",{"$f":"SUM('CALCULATOR INPUT SHEET'!E91:X91)","v":0},{"$f":"SUM('CALCULATOR INPUT SHEET'!Z91:AS91)","v":0}]
[null,null,null,null,null,null,"Average Annual Maintenance Cost",{"$f":"SUM('CALCULATOR INPUT SHEET'!E92:X92)","v":0},{"$f":"SUM('CALCULATOR INPUT SHEET'!Z92:AS92)","v":0},null,null,"10 Year Total Cost",{"$f":"Calcs!I121","v":0},{"$f":"Calcs!J121","v":0}]
[null,null,null,null,null,null,"Average Annual Energy & Maintenance Costs",{"$f":"IFERROR(H26+H25, \"-\")","v":0},{"$f":"IFERROR(I26+I25,\"-\")","v":0}]
[null,null,null,null,null,null,"Average Annual Energy & Maintenance Savings",{"$f":"IFERROR(I27-H27,\"-\")","v":0}]
[null,null,null,null,null,null,"10 Year Savings (Initial Cost, Energy & Maintenance)",{"$f":"IFERROR(L24-H20, \"-\")","v":0}]
[]
[null,null,{"$f":"IFERROR(CONCATENATE(\"Payback = \", ROUND('CALCULATOR INPUT SHEET'!E104,2), \" Years\"), \"Paypack = __ Years\")","v":"Paypack = __ Years"},null," "]
[]
[]
[]
[]
[]
[]
[]
[]
[]
[]
[]
[]
[]
[]
[]
[]
[]
[]
[]
[]
[]
[]
[]
[]
[]
[]
[]
[]
[]
[]
[]
[]
[]
[]
[]
[]
[]
[]
[]
[]
[]
[]
[]
[]
[]
[]
[]
[]
[]
[]
[]
[]
[null,"Environmental Impact"]
[null,"Greenhouse Gas Reduction",null,null,null,null,null,null,null,"Equivalent Number of Vehicles (CO2 Emissions)"]
[null,"Reduction in greenhouse gases as a result of investing in LED lighting over traditional technology.",null,null,null,null,null,null,null,"Savings equivalency in fewer number of vehicles resulting from investing in LED lighting over traditional technology."]
[]
[null,null,null,"Cumulative Savings (lbs)"]
[null,null,"Carbon Dioxide (CO2)","Nitrous Oxide    (N2O)","Methane (CH4)",null,null,null,null,null,"Number of Vehicles"]
[null,"Year 1 ",{"$f":"'CALCULATOR INPUT SHEET'!F152","v":0},{"$f":"'CALCULATOR INPUT SHEET'!H152","v":0},{"$f":"'CALCULATOR INPUT SHEET'!G152","v":0},null,null,null,null,"Year 1 ",{"$f":"(1/12081) * C90","v":0}]
[null,"Year 5 ",{"$f":"'CALCULATOR INPUT SHEET'!E156","v":0},{"$f":"'CALCULATOR INPUT SHEET'!H156","v":0},{"$f":"'CALCULATOR INPUT SHEET'!G156","v":0},null,null,null,null,"Year 5 ",{"$f":"(1/12081) * C91","v":0}]
[null,"Year 10 ",{"$f":"'CALCULATOR INPUT SHEET'!E161","v":0},{"$f":"'CALCULATOR INPUT SHEET'!H161","v":0},{"$f":"'CALCULATOR INPUT SHEET'!G161","v":0},null,null,null,null,"Year 10 ",{"$f":"(1/12081) * C92","v":0}]
[]
[]
[]
[null,"Note: These are estimated savings only. Annual and monthly savings are based on a number of variables and assumptions that could change over time. The actual savings derived by your firm may be higher or lower.  Cooper Lighting LLC does not imply a warranty of performance or savings as calculated and shown within this program and document."]

{"sheet":"REFERENCE-LAMPS-WATTS-WEBLINKS","index":4,"n_rows":81,"n_cols":13,"rows_kept":81,"cut":false,"hidden":false,"merged":[]}
[]
[null,null,null,null,null,null,null,null,null,"Reference Sheet"]
[]
[null,"Reference Table for Lamp/Ballast Systems",null,null,null,null,null,null,null,null,null,null,"Energy & Industry Links/Websites"]
[null,"HID","Wattage","Rated Life (Hrs)","% Failure @ Rated Life","Envelope","Base ","Input Watts (W)","Operating Position","Ballast Circuit Type","Mean Lumens (Bare Lamp)",null,"Government/State"]
[null,"Pulse Start CMH",39,12000,50,"T6","G12",56,"UNV ","HX",2800,null,"(USDOE) US Department of Energy"]
[null,null,70,12000,50,"T6","G12",94,"UNV ","HX",4620,null,"(USDOE) Building Energy Codes Program"]
[null,null,150,12000,50,"T6","G12",185,"UNV ","HX",8900,null,"(DSIRE) Database of State Incentives for Renewable & Efficiency"]
[null,null,null,null,null,null,null,null,null,null,null,null,"U.S. Department of Energy's Building Energy Codes Program"]
[null,null,210,20000,50,"T9","PGZ18",227,"UNV ","Electronic",20790,null,"California Energy Commission A-Z"]
[null,null,315,20000,50,"T9","PGZ18",341,"UNV ","Electronic",32900,null,"California Energy Commission"]
[null,null,null,null,null,null,null,null,null,null,null,null,"US Department of Energy Solid State Lighting"]
[null,null,50,20000,50,"ED17P","MED",72,"UNV ","HX",2450,null,"Latest Energy Costs by State (USDOE)"]
[null,null,70,20000,50,"ED17P","MED",90,"UNV ","HX",4060]
[null,null,100,20000,50,"ED17P","MED",129,"UNV ","HX",6150,null,"Organizations/Associations"]
[null,null,150,20000,50,"ED17P","MED",185,"UNV ","HX",9000,null,"Cooper Lighting Homepage"]
[null,null,null,null,null,null,null,null,null,null,null,null,"(IESNA) The Illuminating Engineering Society of North America"]
[null,null,50,20000,50,"ED17","MED",72,"UNV ","HX",2550,null,"(USGBC) US Green Building Council"]
[null,null,70,20000,50,"ED17","MED",90,"UNV ","HX",4130,null,"(NALMCO) International Association of Lighting Management Companies"]
[null,null,100,20000,50,"ED17","MED",129,"UNV ","HX",6750,null,"(NECA) National Electrical Contractors Association"]
[null,null,150,20000,50,"ED17","MED",185,"UNV ","HX",9750,null,"(NAILD) National Association Independent Lighting Distributors"]
[null,null,null,null,null,null,null,null,null,null,null,null,"(NGLIA) Next Generation Lighting Industry Alliance"]
[null,null,250,24000,50,"ED28","EX39-MOG",291,"VERT +/-15","CWA",18000,null,"(IALD) International Association of Lighting Designers"]
[null,null,320,24000,50,"ED28","EX39-MOG",368,"VERT +/-15","CWA",23000]
[null,null,350,24000,50,"ED37","EX39-MOG",400,"VERT +/-15","CWA",25200]
[null,null,400,20000,50,"ED28","EX39-MOG",452,"VERT +/-15","CWA",28800]
[null,null,400,24000,50,"ED37","EX39-MOG",452,"VERT +/-15","CWA",28800]
[]
[]
[null,"Pulse Start Metal Halide",175,11500,50,"ED28","MOG",208,"HORZ","CWA",8960]
[null,null,200,15000,50,"T15","MOG",232,"HORZ +/-75","CWA",16000]
[null,null,250,12000,50,"ED28","MOG",291,"HORZ","CWA",14000]
[null,null,320,20000,50,"ED28","MOG",368,"UNV","CWA",21000]
[null,null,350,15000,50,"ED37","MOG",400,"HORZ","CWA",23100]
[null,null,400,15000,50,"ED37","MOG",452,"HORZ","CWA",25760]
[null,null,450,20000,50,"ED37","MOG",508,"VERT +/-15","CWA",40000]
[null,null,750,12000,50,"BT37","MOG",820,"HORZ","CWA",47600]
[null,null,875,12000,50,"BT37","MOG",940,"HORZ +/-45","CWA",76000]
[null,null,1000,5000,50,"T25","MOG",1080,"HORZ +/-45","CWA",77000]
[null,null,1000,15000,50,"BT37","MOG",1080,"BU +/-15","CWA",96000]
[]
[]
[null,"Metal Halide (Probe Start)",175,10000,50,"BD17","MED",210,"UNV","CWA",9100]
[null,null,175,10000,50,"ED28","MOG",210,"UNV","CWA",8775]
[null,null,250,10000,50,"ED28","MOG",295,"UNV","CWA",13500]
[null,null,400,20000,50,"ED28","MOG",462,"UNV","CWA",24000]
[null,null,1000,10000,50,"BT37","MOG",1080,"UNV","CWA",71500]
[]
[]
[null,"High Pressure Sodium",35,24000,50,"BF55","MED",46,"UNV","R",2025]
[null,null,50,24000,50,"BF55","MED",66,"UNV","HX",3600]
[null,null,70,24000,50,"ED17","MED",93,"UNV","HX",5850]
[null,null,100,24000,50,"ED17","MED",130,"UNV","HX",8550]
[null,null,150,24000,50,"ED17","MED",190,"UNV","CWA",14400]
[null,null,250,24000,50,"ED18","MOG",295,"UNV","CWA",24300]
[null,null,400,24000,50,"ED18","MOG",464,"UNV","CWA",45000]
[null,null,1000,24000,50,"ED18","MOG",1100,"UNV","CWA",126000]
[]
[]
[null,"Compact Fluorescent","Wattage","Rated Life (Hrs)","% Failure @ Rated Life","Envelope","Base ","Input Watts (W)","Operating Position","Ballast Circuit Type","Mean Lumens"]
[null,null,18,16000,50,"T4","GX24q-2",20,"UNV","Electronic",1020]
[null,null,26,16000,50,"T4","GX24q-3",29,"UNV","Electronic",1530]
[null,null,32,16000,50,"T4","GX24q-3",36,"UNV","Electronic",2040]
[null,null,42,16000,50,"T4","GX24q-4",46,"UNV","Electronic",2720]
[null,null,57,16000,50,"T4","GX24q-5",59,"UNV","Electronic",3741]
[null,null,70,12000,50,"T4","GX24q-6",75,"UNV","Electronic",4470]
[null,null,"84 (Qty 2-42w)",16000,50,"T4","GX24q-4",93,"UNV","Electronic","---"]
[null,null,"114 (Qty 2-57w)",16000,50,"T4","GX24q-5",127,"UNV","Electronic","---"]
[null,null,"140 (Qty 2-70w)",16000,50,"T4","GX24q-6",154,"UNV","Electronic","---"]
[]
[null,"Induction"]
[null,null,55,100000,50,"---","P26","57 (MAX)","UNV","Electronic",2800]
[null,null,85,100000,50,"---","P35","89 (MAX)","UNV","Electronic",4800]
[null,null,165,100000,50,"---","P41","190 (MAX)","UNV","Electronic",9600]
[]
[]
[null,"Typical Ballast/Driver Life",null,"Rated Life (Hrs)","% Failure @ Rated Life"]
[]
[null,"Magnetic HID Ballast",null,80000,10]
[null,"Electronic HID/CF Ballast",null,50000,5]
[null,"Electronic LED Driver",null,50000,5]

{"sheet":"Calcs","index":5,"n_rows":129,"n_cols":100,"rows_kept":129,"cut":false,"hidden":true,"merged":[[79,53,91,53],[79,77,91,77],[93,2,105,2],[93,53,105,53],[52,53,77,53],[52,77,77,77],[1,53,1,99],[23,53,23,75],[23,77,23,99],[25,53,50,53],[25,77,50,77],[23,2,23,24],[23,26,23,48],[1,2,1,48],[79,26,91,26],[79,2,91,2],[25,2,50,2],[25,26,50,26],[52,2,77,2],[52,26,77,26]]}
[]
[null,null,"LED Inputs (reference input sheet)",null,null,null,null,null,null,null,null,null,null,null,null,null,null,null,null,null,null,null,null,null,null,null,null,null,null,null,null,null,null,null,null,null,null,null,null,null,null,null,null,null,null,null,null,null,null,null,null,null,null,"TRADITIONAL Inputs (reference input sheet)"]
[]
[null,null,null,null,1,2,3,4,5,6,7,8,9,10,11,12,13,14,15,16,17,18,19,20,null,null,null,null,1,2,3,4,5,6,7,8,9,10,11,12,13,14,15,16,17,18,19,20,null,null,null,null,null,null,null,1,2,3,4,5,6,7,8,9,10,11,12,13,14,15,16,17,18,19,20,null,null,null,null,1,2,3,4,5,6,7,8,9,10,11,12,13,14,15,16,17,18,19,20]
[null,null,null,"Fixture Quantity",{"$f":"'CALCULATOR INPUT SHEET'!E26","v":0},{"$f":"'CALCULATOR INPUT SHEET'!F26","v":0},{"$f":"'CALCULATOR INPUT SHEET'!G26","v":0},{"$f":"'CALCULATOR INPUT SHEET'!H26","v":0},{"$f":"'CALCULATOR INPUT SHEET'!I26","v":0},{"$f":"'CALCULATOR INPUT SHEET'!J26","v":0},{"$f":"'CALCULATOR INPUT SHEET'!K26","v":0},{"$f":"'CALCULATOR INPUT SHEET'!L26","v":0},{"$f":"'CALCULATOR INPUT SHEET'!M26","v":0},{"$f":"'CALCULATOR INPUT SHEET'!N26","v":0},{"$f":"'CALCULATOR INPUT SHEET'!O26","v":0},{"$f":"'CALCULATOR INPUT SHEET'!P26","v":0},{"$f":"'CALCULATOR INPUT SHEET'!Q26","v":0},{"$f":"'CALCULATOR INPUT SHEET'!R26","v":0},{"$f":"'CALCULATOR INPUT SHEET'!S26","v":0},{"$f":"'CALCULATOR INPUT SHEET'!T26","v":0},{"$f":"'CALCULATOR INPUT SHEET'!U26","v":0},{"$f":"'CALCULATOR INPUT SHEET'!V26","v":0},{"$f":"'CALCULATOR INPUT SHEET'!W26","v":0},{"$f":"'CALCULATOR INPUT SHEET'!X26","v":0},null,null,null,"Spot Relamping Mortality (LED)",0.4,0.4,0.4,0.4,0.4,0.4,0.4,0.4,0.4,0.4,0.4,0.4,0.4,0.4,0.4,0.4,0.4,0.4,0.4,0.4,"spotLEDlimit",null,null,null,null,null,"Fixture Quantity",{"$f":"'CALCULATOR INPUT SHEET'!Z26","v":0},{"$f":"'CALCULATOR INPUT SHEET'!AA26","v":0},{"$f":"'CALCULATOR INPUT SHEET'!AB26","v":0},{"$f":"'CALCULATOR INPUT SHEET'!AC26","v":0},{"$f":"'CALCULATOR INPUT SHEET'!AD26","v":0},{"$f":"'CALCULATOR INPUT SHEET'!AE26","v":0},{"$f":"'CALCULATOR INPUT SHEET'!AF26","v":0},{"$f":"'CALCULATOR INPUT SHEET'!AG26","v":0},{"$f":"'CALCULATOR INPUT SHEET'!AH26","v":0},{"$f":"'CALCULATOR INPUT SHEET'!AI26","v":0},{"$f":"'CALCULATOR INPUT SHEET'!AJ26","v":0},{"$f":"'CALCULATOR INPUT SHEET'!AK26","v":0},{"$f":"'CALCULATOR INPUT SHEET'!AL26","v":0},{"$f":"'CALCULATOR INPUT SHEET'!AM26","v":0},{"$f":"'CALCULATOR INPUT SHEET'!AN26","v":0},{"$f":"'CALCULATOR INPUT SHEET'!AO26","v":0},{"$f":"'CALCULATOR INPUT SHEET'!AP26","v":0},{"$f":"'CALCULATOR INPUT SHEET'!AQ26","v":0},{"$f":"'CALCULATOR INPUT SHEET'!AR26","v":0},{"$f":"'CALCULATOR INPUT SHEET'!AS26","v":0},null,null,null,"Spot Relamping Mortality (LED)",0.25,0.25,0.25,0.25,0.25,0.25,0.25,0.25,0.25,0.25,0.25,0.25,0.25,0.25,0.25,0.25,0.25,0.25,0.25,0.25,"spotLAMPlimit"]
[null,null,null,"Burn Hours",{"$f":"'CALCULATOR INPUT SHEET'!E30","v":0},{"$f":"'CALCULATOR INPUT SHEET'!F30","v":0},{"$f":"'CALCULATOR INPUT SHEET'!G30","v":0},{"$f":"'CALCULATOR INPUT SHEET'!H30","v":0},{"$f":"'CALCULATOR INPUT SHEET'!I30","v":0},{"$f":"'CALCULATOR INPUT SHEET'!J30","v":0},{"$f":"'CALCULATOR INPUT SHEET'!K30","v":0},{"$f":"'CALCULATOR INPUT SHEET'!L30","v":0},{"$f":"'CALCULATOR INPUT SHEET'!M30","v":0},{"$f":"'CALCULATOR INPUT SHEET'!N30","v":0},{"$f":"'CALCULATOR INPUT SHEET'!O30","v":0},{"$f":"'CALCULATOR INPUT SHEET'!P30","v":0},{"$f":"'CALCULATOR INPUT SHEET'!Q30","v":0},{"$f":"'CALCULATOR INPUT SHEET'!R30","v":0},{"$f":"'CALCULATOR INPUT SHEET'!S30","v":0},{"$f":"'CALCULATOR INPUT SHEET'!T30","v":0},{"$f":"'CALCULATOR INPUT SHEET'!U30","v":0},{"$f":"'CALCULATOR INPUT SHEET'!V30","v":0},{"$f":"'CALCULATOR INPUT SHEET'!W30","v":0},{"$f":"'CALCULATOR INPUT SHEET'!X30","v":0},null,null,null,"Number fixtures Relamped for Spot (LED)",{"$f":"E5*AC5","v":0},0,0,0,0,0,0,0,0,{"$f":"N5*AL5","v":0},0,0,0,0,0,0,0,0,0,0,null,null,null,null,null,null,"Burn Hours",{"$f":"'CALCULATOR INPUT SHEET'!Z30","v":0},{"$f":"'CALCULATOR INPUT SHEET'!AA30","v":0},{"$f":"'CALCULATOR INPUT SHEET'!AB30","v":0},{"$f":"'CALCULATOR INPUT SHEET'!AC30","v":0},{"$f":"'CALCULATOR INPUT SHEET'!AD30","v":0},{"$f":"'CALCULATOR INPUT SHEET'!AE30","v":0},{"$f":"'CALCULATOR INPUT SHEET'!AF30","v":0},{"$f":"'CALCULATOR INPUT SHEET'!AG30","v":0},{"$f":"'CALCULATOR INPUT SHEET'!AH30","v":0},{"$f":"'CALCULATOR INPUT SHEET'!AI30","v":0},{"$f":"'CALCULATOR INPUT SHEET'!AJ30","v":0},{"$f":"'CALCULATOR INPUT SHEET'!AK30","v":0},{"$f":"'CALCULATOR INPUT SHEET'!AL30","v":0},{"$f":"'CALCULATOR INPUT SHEET'!AM30","v":0},{"$f":"'CALCULATOR INPUT SHEET'!AN30","v":0},{"$f":"'CALCULATOR INPUT SHEET'!AO30","v":0},{"$f":"'CALCULATOR INPUT SHEET'!AP30","v":0},{"$f":"'CALCULATOR INPUT SHEET'!AQ30","v":0},{"$f":"'CALCULATOR INPUT SHEET'!AR30","v":0},{"$f":"'CALCULATOR INPUT SHEET'!AS30","v":0},null,null,null,"Number fixtures Relamped for Spot (LED)",{"$f":"BD5*CB5","v":0},{"$f":"BE5*CC5","v":0},{"$f":"BF5*CD5","v":0},{"$f":"BG5*CE5","v":0},{"$f":"BH5*CF5","v":0},0,0,0,0,0,0,0,0,0,0,0,0,0,0,0]
[null,null,null,"Input Watts (full)",{"$f":"'CALCULATOR INPUT SHEET'!E22","v":0},{"$f":"'CALCULATOR INPUT SHEET'!F22","v":0},{"$f":"'CALCULATOR INPUT SHEET'!G22","v":0},{"$f":"'CALCULATOR INPUT SHEET'!H22","v":0},{"$f":"'CALCULATOR INPUT SHEET'!I22","v":0},{"$f":"'CALCULATOR INPUT SHEET'!J22","v":0},{"$f":"'CALCULATOR INPUT SHEET'!K22","v":0},{"$f":"'CALCULATOR INPUT SHEET'!L22","v":0},{"$f":"'CALCULATOR INPUT SHEET'!M22","v":0},{"$f":"'CALCULATOR INPUT SHEET'!N22","v":0},{"$f":"'CALCULATOR INPUT SHEET'!O22","v":0},{"$f":"'CALCULATOR INPUT SHEET'!P22","v":0},{"$f":"'CALCULATOR INPUT SHEET'!Q22","v":0},{"$f":"'CALCULATOR INPUT SHEET'!R22","v":0},{"$f":"'CALCULATOR INPUT SHEET'!S22","v":0},{"$f":"'CALCULATOR INPUT SHEET'!T22","v":0},{"$f":"'CALCULATOR INPUT SHEET'!U22","v":0},{"$f":"'CALCULATOR INPUT SHEET'!V22","v":0},{"$f":"'CALCULATOR INPUT SHEET'!W22","v":0},{"$f":"'CALCULATOR INPUT SHEET'!X22","v":0},null,null,null,null,null,null,null,null,null,null,null,null,null,null,null,null,null,null,null,null,null,null,null,null,null,null,null,null,null,null,"Input Watts (full)",{"$f":"'CALCULATOR INPUT SHEET'!Z22","v":0},{"$f":"'CALCULATOR INPUT SHEET'!AA22","v":0},{"$f":"'CALCULATOR INPUT SHEET'!AB22","v":0},{"$f":"'CALCULATOR INPUT SHEET'!AC22","v":-2},{"$f":"'CALCULATOR INPUT SHEET'!AD22","v":-1},{"$f":"'CALCULATOR INPUT SHEET'!AE22","v":0},{"$f":"'CALCULATOR INPUT SHEET'!AF22","v":0},{"$f":"'CALCULATOR INPUT SHEET'!AG22","v":0},{"$f":"'CALCULATOR INPUT SHEET'!AH22","v":0},{"$f":"'CALCULATOR INPUT SHEET'!AI22","v":0},{"$f":"'CALCULATOR INPUT SHEET'!AJ22","v":0},{"$f":"'CALCULATOR INPUT SHEET'!AK22","v":0},{"$f":"'CALCULATOR INPUT SHEET'!AL22","v":0},{"$f":"'CALCULATOR INPUT SHEET'!AM22","v":0},{"$f":"'CALCULATOR INPUT SHEET'!AN22","v":0},{"$f":"'CALCULATOR INPUT SHEET'!AO22","v":0},{"$f":"'CALCULATOR INPUT SHEET'!AP22","v":0},{"$f":"'CALCULATOR INPUT SHEET'!AQ22","v":0},{"$f":"'CALCULATOR INPUT SHEET'!AR22","v":0},{"$f":"'CALCULATOR INPUT SHEET'!AS22","v":0}]
[null,null,null,"Input Watts (low)",{"$f":"'CALCULATOR INPUT SHEET'!E23","v":0},{"$f":"'CALCULATOR INPUT SHEET'!F23","v":0},{"$f":"'CALCULATOR INPUT SHEET'!G23","v":0},{"$f":"'CALCULATOR INPUT SHEET'!H23","v":0},{"$f":"'CALCULATOR INPUT SHEET'!I23","v":0},{"$f":"'CALCULATOR INPUT SHEET'!J23","v":0},{"$f":"'CALCULATOR INPUT SHEET'!K23","v":0},{"$f":"'CALCULATOR INPUT SHEET'!L23","v":0},{"$f":"'CALCULATOR INPUT SHEET'!M23","v":0},{"$f":"'CALCULATOR INPUT SHEET'!N23","v":0},{"$f":"'CALCULATOR INPUT SHEET'!O23","v":0},{"$f":"'CALCULATOR INPUT SHEET'!P23","v":0},{"$f":"'CALCULATOR INPUT SHEET'!Q23","v":0},{"$f":"'CALCULATOR INPUT SHEET'!R23","v":0},{"$f":"'CALCULATOR INPUT SHEET'!S23","v":0},{"$f":"'CALCULATOR INPUT SHEET'!T23","v":0},{"$f":"'CALCULATOR INPUT SHEET'!U23","v":0},{"$f":"'CALCULATOR INPUT SHEET'!V23","v":0},{"$f":"'CALCULATOR INPUT SHEET'!W23","v":0},{"$f":"'CALCULATOR INPUT SHEET'!X23","v":0},null,null,null,"Spot Relamping Mortality (DRIVER)",0.4,0.4,0.4,0.4,0.4,0.4,0.4,0.4,0.4,0.4,0.4,0.4,0.4,0.4,0.4,0.4,0.4,0.4,0.4,0.4,"spotDRIVERlimit",null,null,null,null,null,null,null,null,null,null,null,null,null,null,null,null,null,null,null,null,null,null,null,null,null,null,null,null,null,"Spot Relamping Mortality (DRIVER)",0.25,0.25,0.25,0.25,0.25,0.25,0.25,0.25,0.25,0.25,0.25,0.25,0.25,0.25,0.25,0.25,0.25,0.25,0.25,0.25,"spotBALLASTlimit"]
[null,null,null,"Site Fee",{"$f":"'CALCULATOR INPUT SHEET'!E72","v":0},{"$f":"'CALCULATOR INPUT SHEET'!F72","v":0},{"$f":"'CALCULATOR INPUT SHEET'!G72","v":0},{"$f":"'CALCULATOR INPUT SHEET'!H72","v":0},{"$f":"'CALCULATOR INPUT SHEET'!I72","v":0},{"$f":"'CALCULATOR INPUT SHEET'!J72","v":0},{"$f":"'CALCULATOR INPUT SHEET'!K72","v":0},{"$f":"'CALCULATOR INPUT SHEET'!L72","v":0},{"$f":"'CALCULATOR INPUT SHEET'!M72","v":0},{"$f":"'CALCULATOR INPUT SHEET'!N72","v":0},{"$f":"'CALCULATOR INPUT SHEET'!O72","v":0},{"$f":"'CALCULATOR INPUT SHEET'!P72","v":0},{"$f":"'CALCULATOR INPUT SHEET'!Q72","v":0},{"$f":"'CALCULATOR INPUT SHEET'!R72","v":0},{"$f":"'CALCULATOR INPUT SHEET'!S72","v":0},{"$f":"'CALCULATOR INPUT SHEET'!T72","v":0},{"$f":"'CALCULATOR INPUT SHEET'!U72","v":0},{"$f":"'CALCULATOR INPUT SHEET'!V72","v":0},{"$f":"'CALCULATOR INPUT SHEET'!W72","v":0},{"$f":"'CALCULATOR INPUT SHEET'!X72","v":0},null,null,null,"Number fixtures Relamped for Spot (DRIVER)",{"$f":"AC8*E5","v":0},0,0,0,0,0,0,0,0,{"$f":"AL8*N5","v":0},0,0,0,0,0,0,0,0,0,0,null,null,null,null,null,null,"Site Fee",{"$f":"'CALCULATOR INPUT SHEET'!Z72","v":0},{"$f":"'CALCULATOR INPUT SHEET'!AA72","v":0},{"$f":"'CALCULATOR INPUT SHEET'!AB72","v":0},{"$f":"'CALCULATOR INPUT SHEET'!AC72","v":0},{"$f":"'CALCULATOR INPUT SHEET'!AD72","v":0},{"$f":"'CALCULATOR INPUT SHEET'!AE72","v":0},{"$f":"'CALCULATOR INPUT SHEET'!AF72","v":0},{"$f":"'CALCULATOR INPUT SHEET'!AG72","v":0},{"$f":"'CALCULATOR INPUT SHEET'!AH72","v":0},{"$f":"'CALCULATOR INPUT SHEET'!AI72","v":0},{"$f":"'CALCULATOR INPUT SHEET'!AJ72","v":0},{"$f":"'CALCULATOR INPUT SHEET'!AK72","v":0},{"$f":"'CALCULATOR INPUT SHEET'!AL72","v":0},{"$f":"'CALCULATOR INPUT SHEET'!AM72","v":0},{"$f":"'CALCULATOR INPUT SHEET'!AN72","v":0},{"$f":"'CALCULATOR INPUT SHEET'!AO72","v":0},{"$f":"'CALCULATOR INPUT SHEET'!AP72","v":0},{"$f":"'CALCULATOR INPUT SHEET'!AQ72","v":0},{"$f":"'CALCULATOR INPUT SHEET'!AR72","v":0},{"$f":"'CALCULATOR INPUT SHEET'!AS72","v":0},null,null,null,"Number fixtures Relamped for Spot (DRIVER)",{"$f":"CB8*BD5","v":0},{"$f":"CC8*BE5","v":0},{"$f":"CD8*BF5","v":0},{"$f":"CE8*BG5","v":0},{"$f":"CF8*BH5","v":0},0,0,0,0,0,0,0,0,0,0,0,0,0,0,0]
[null,null,null,"Total Lamp Module Replacement Cost (per fixture)",{"$f":"'CALCULATOR INPUT SHEET'!E76","v":0},{"$f":"'CALCULATOR INPUT SHEET'!F76","v":0},{"$f":"'CALCULATOR INPUT SHEET'!G76","v":0},{"$f":"'CALCULATOR INPUT SHEET'!H76","v":0},{"$f":"'CALCULATOR INPUT SHEET'!I76","v":0},{"$f":"'CALCULATOR INPUT SHEET'!J76","v":0},{"$f":"'CALCULATOR INPUT SHEET'!K76","v":0},{"$f":"'CALCULATOR INPUT SHEET'!L76","v":0},{"$f":"'CALCULATOR INPUT SHEET'!M76","v":0},{"$f":"'CALCULATOR INPUT SHEET'!N76","v":0},{"$f":"'CALCULATOR INPUT SHEET'!O76","v":0},{"$f":"'CALCULATOR INPUT SHEET'!P76","v":0},{"$f":"'CALCULATOR INPUT SHEET'!Q76","v":0},{"$f":"'CALCULATOR INPUT SHEET'!R76","v":0},{"$f":"'CALCULATOR INPUT SHEET'!S76","v":0},{"$f":"'CALCULATOR INPUT SHEET'!T76","v":0},{"$f":"'CALCULATOR INPUT SHEET'!U76","v":0},{"$f":"'CALCULATOR INPUT SHEET'!V76","v":0},{"$f":"'CALCULATOR INPUT SHEET'!W76","v":0},{"$f":"'CALCULATOR INPUT SHEET'!X76","v":0},null,null,null,null,null,null,null,null,null,null,null,null,null,null,null,null,null,null,null,null,null,null,null,null,null,null,null,null,null,null,"Total Lamp Module Replacement Cost (per fixture)",{"$f":"'CALCULATOR INPUT SHEET'!Z76","v":0},{"$f":"'CALCULATOR INPUT SHEET'!AA76","v":0},{"$f":"'CALCULATOR INPUT SHEET'!AB76","v":0},{"$f":"'CALCULATOR INPUT SHEET'!AC76","v":0},{"$f":"'CALCULATOR INPUT SHEET'!AD76","v":0},{"$f":"'CALCULATOR INPUT SHEET'!AE76","v":0},{"$f":"'CALCULATOR INPUT SHEET'!AF76","v":0},{"$f":"'CALCULATOR INPUT SHEET'!AG76","v":0},{"$f":"'CALCULATOR INPUT SHEET'!AH76","v":0},{"$f":"'CALCULATOR INPUT SHEET'!AI76","v":0},{"$f":"'CALCULATOR INPUT SHEET'!AJ76","v":0},{"$f":"'CALCULATOR INPUT SHEET'!AK76","v":0},{"$f":"'CALCULATOR INPUT SHEET'!AL76","v":0},{"$f":"'CALCULATOR INPUT SHEET'!AM76","v":0},{"$f":"'CALCULATOR INPUT SHEET'!AN76","v":0},{"$f":"'CALCULATOR INPUT SHEET'!AO76","v":0},{"$f":"'CALCULATOR INPUT SHEET'!AP76","v":0},{"$f":"'CALCULATOR INPUT SHEET'!AQ76","v":0},{"$f":"'CALCULATOR INPUT SHEET'!AR76","v":0},{"$f":"'CALCULATOR INPUT SHEET'!AS76","v":0}]
[null,null,null,"  Total Driver Replacement Cost (per fixture)",{"$f":"'CALCULATOR INPUT SHEET'!E84","v":0},{"$f":"'CALCULATOR INPUT SHEET'!F84","v":0},{"$f":"'CALCULATOR INPUT SHEET'!G84","v":0},{"$f":"'CALCULATOR INPUT SHEET'!H84","v":0},{"$f":"'CALCULATOR INPUT SHEET'!I84","v":0},{"$f":"'CALCULATOR INPUT SHEET'!J84","v":0},{"$f":"'CALCULATOR INPUT SHEET'!K84","v":0},{"$f":"'CALCULATOR INPUT SHEET'!L84","v":0},{"$f":"'CALCULATOR INPUT SHEET'!M84","v":0},{"$f":"'CALCULATOR INPUT SHEET'!N84","v":0},{"$f":"'CALCULATOR INPUT SHEET'!O84","v":0},{"$f":"'CALCULATOR INPUT SHEET'!P84","v":0},{"$f":"'CALCULATOR INPUT SHEET'!Q84","v":0},{"$f":"'CALCULATOR INPUT SHEET'!R84","v":0},{"$f":"'CALCULATOR INPUT SHEET'!S84","v":0},{"$f":"'CALCULATOR INPUT SHEET'!T84","v":0},{"$f":"'CALCULATOR INPUT SHEET'!U84","v":0},{"$f":"'CALCULATOR INPUT SHEET'!V84","v":0},{"$f":"'CALCULATOR INPUT SHEET'!W84","v":0},{"$f":"'CALCULATOR INPUT SHEET'!X84","v":0},null,null,null,null,null,null,null,null,null,null,null,null,null,null,null,null,null,null,null,null,null,null,null,null,null,null,null,null,null,null,"  Total Ballast Replacement Cost (per fixture)",{"$f":"'CALCULATOR INPUT SHEET'!Z84","v":0},{"$f":"'CALCULATOR INPUT SHEET'!AA84","v":0},{"$f":"'CALCULATOR INPUT SHEET'!AB84","v":0},{"$f":"'CALCULATOR INPUT SHEET'!AC84","v":0},{"$f":"'CALCULATOR INPUT SHEET'!AD84","v":0},{"$f":"'CALCULATOR INPUT SHEET'!AE84","v":0},{"$f":"'CALCULATOR INPUT SHEET'!AF84","v":0},{"$f":"'CALCULATOR INPUT SHEET'!AG84","v":0},{"$f":"'CALCULATOR INPUT SHEET'!AH84","v":0},{"$f":"'CALCULATOR INPUT SHEET'!AI84","v":0},{"$f":"'CALCULATOR INPUT SHEET'!AJ84","v":0},{"$f":"'CALCULATOR INPUT SHEET'!AK84","v":0},{"$f":"'CALCULATOR INPUT SHEET'!AL84","v":0},{"$f":"'CALCULATOR INPUT SHEET'!AM84","v":0},{"$f":"'CALCULATOR INPUT SHEET'!AN84","v":0},{"$f":"'CALCULATOR INPUT SHEET'!AO84","v":0},{"$f":"'CALCULATOR INPUT SHEET'!AP84","v":0},{"$f":"'CALCULATOR INPUT SHEET'!AQ84","v":0},{"$f":"'CALCULATOR INPUT SHEET'!AR84","v":0},{"$f":"'CALCULATOR INPUT SHEET'!AS84","v":0}]
[]
[null,null,null,"% Rated LED Life for GROUP",1,1,1,1,1,1,1,1,1,1,1,1,1,1,1,1,1,1,1,1,"<- rated lamp lifr is 50% mortality",null,null,null,null,null,null,null,null,null,null,null,null,null,null,null,null,null,null,null,null,null,null,null,null,null,null,null,null,null,"% Rated LAMP Life for GROUP",0.6,0.6,0.6,0.6,0.6,0.6,0.6,0.6,0.6,0.6,0.6,0.6,0.6,0.6,0.6,0.6,0.6,0.6,0.6,0.6]
[null,null,null,"Relamping Hours GROUP",{"$f":"'CALCULATOR INPUT SHEET'!E77*E13","v":60000},{"$f":"'CALCULATOR INPUT SHEET'!F77*F13","v":60000},{"$f":"'CALCULATOR INPUT SHEET'!G77*G13","v":60000},{"$f":"'CALCULATOR INPUT SHEET'!H77*H13","v":60000},{"$f":"'CALCULATOR INPUT SHEET'!I77*I13","v":60000},{"$f":"'CALCULATOR INPUT SHEET'!J77*J13","v":60000},{"$f":"'CALCULATOR INPUT SHEET'!K77*K13","v":60000},{"$f":"'CALCULATOR INPUT SHEET'!L77*L13","v":60000},{"$f":"'CALCULATOR INPUT SHEET'!M77*M13","v":60000},{"$f":"'CALCULATOR INPUT SHEET'!N77*N13","v":60000},{"$f":"'CALCULATOR INPUT SHEET'!O77*O13","v":60000},{"$f":"'CALCULATOR INPUT SHEET'!P77*P13","v":60000},{"$f":"'CALCULATOR INPUT SHEET'!Q77*Q13","v":60000},{"$f":"'CALCULATOR INPUT SHEET'!R77*R13","v":60000},{"$f":"'CALCULATOR INPUT SHEET'!S77*S13","v":60000},{"$f":"'CALCULATOR INPUT SHEET'!T77*T13","v":60000},{"$f":"'CALCULATOR INPUT SHEET'!U77*U13","v":60000},{"$f":"'CALCULATOR INPUT SHEET'!V77*V13","v":60000},{"$f":"'CALCULATOR INPUT SHEET'!W77*W13","v":60000},{"$f":"'CALCULATOR INPUT SHEET'!X77*X13","v":60000},null,null,null,null,null,null,null,null,null,null,null,null,null,null,null,null,null,null,null,null,null,null,null,null,null,null,null,null,null,null,"Relamping Hours GROUP",{"$f":"'CALCULATOR INPUT SHEET'!Z77*BD13","v":36000},{"$f":"'CALCULATOR INPUT SHEET'!AA77*BE13","v":36000},{"$f":"'CALCULATOR INPUT SHEET'!AB77*BF13","v":36000},{"$f":"'CALCULATOR INPUT SHEET'!AC77*BG13","v":36000},{"$f":"'CALCULATOR INPUT SHEET'!AD77*BH13","v":36000},{"$f":"'CALCULATOR INPUT SHEET'!AE77*BI13","v":36000},{"$f":"'CALCULATOR INPUT SHEET'!AF77*BJ13","v":36000},{"$f":"'CALCULATOR INPUT SHEET'!AG77*BK13","v":36000},{"$f":"'CALCULATOR INPUT SHEET'!AH77*BL13","v":36000},{"$f":"'CALCULATOR INPUT SHEET'!AI77*BM13","v":36000},{"$f":"'CALCULATOR INPUT SHEET'!AJ77*BN13","v":36000},{"$f":"'CALCULATOR INPUT SHEET'!AK77*BO13","v":36000},{"$f":"'CALCULATOR INPUT SHEET'!AL77*BP13","v":36000},{"$f":"'CALCULATOR INPUT SHEET'!AM77*BQ13","v":36000},{"$f":"'CALCULATOR INPUT SHEET'!AN77*BR13","v":36000},{"$f":"'CALCULATOR INPUT SHEET'!AO77*BS13","v":36000},{"$f":"'CALCULATOR INPUT SHEET'!AP77*BT13","v":36000},{"$f":"'CALCULATOR INPUT SHEET'!AQ77*BU13","v":36000},{"$f":"'CALCULATOR INPUT SHEET'!AR77*BV13","v":36000},{"$f":"'CALCULATOR INPUT SHEET'!AS77*BW13","v":36000}]
[null,null,null,"Relamping Years GROUP",{"$f":"E14/8760","v":6.8493150684931505},{"$f":"F14/8760","v":6.8493150684931505},6.8493150684931505,6.8493150684931505,6.8493150684931505,6.8493150684931505,6.8493150684931505,6.8493150684931505,6.8493150684931505,{"$f":"N14/8760","v":6.8493150684931505},6.8493150684931505,6.8493150684931505,6.8493150684931505,6.8493150684931505,6.8493150684931505,6.8493150684931505,6.8493150684931505,6.8493150684931505,6.8493150684931505,6.8493150684931505,null,null,null,null,null,null,null,null,null,null,null,null,null,null,null,null,null,null,null,null,null,null,null,null,null,null,null,null,null,null,"Relamping Years GROUP",{"$f":"BD14/8760","v":4.1095890410958908},{"$f":"BE14/8760","v":4.1095890410958908},{"$f":"BF14/8760","v":4.1095890410958908},4.1095890410958908,4.1095890410958908,4.1095890410958908,4.1095890410958908,4.1095890410958908,4.1095890410958908,{"$f":"BM14/8760","v":4.1095890410958908},4.1095890410958908,4.1095890410958908,4.1095890410958908,4.1095890410958908,4.1095890410958908,4.1095890410958908,4.1095890410958908,4.1095890410958908,4.1095890410958908,4.1095890410958908]
[]
[null,null,null,"% Rated DRIVER Life for GROUP",0.6,0.6,0.6,0.6,0.6,0.6,0.6,0.6,0.6,0.6,0.6,0.6,0.6,0.6,0.6,0.6,0.6,0.6,0.6,0.6,null,null,null,null,null,null,null,null,null,null,null,null,null,null,null,null,null,null,null,null,null,null,null,null,null,null,null,null,null,null,"% Rated BALLAST Life for GROUP",0.6,0.6,0.6,0.6,0.6,0.6,0.6,0.6,0.6,0.6,0.6,0.6,0.6,0.6,0.6,0.6,0.6,0.6,0.6,0.6]
[null,null,null,"Redrivering Hours GROUP",{"$f":"'CALCULATOR INPUT SHEET'!E86*E17","v":36000},{"$f":"'CALCULATOR INPUT SHEET'!F86*F17","v":0},{"$f":"'CALCULATOR INPUT SHEET'!G86*G17","v":0},{"$f":"'CALCULATOR INPUT SHEET'!H86*H17","v":0},{"$f":"'CALCULATOR INPUT SHEET'!I86*I17","v":0},{"$f":"'CALCULATOR INPUT SHEET'!J86*J17","v":0},{"$f":"'CALCULATOR INPUT SHEET'!K86*K17","v":0},{"$f":"'CALCULATOR INPUT SHEET'!L86*L17","v":0},{"$f":"'CALCULATOR INPUT SHEET'!M86*M17","v":0},{"$f":"'CALCULATOR INPUT SHEET'!N86*N17","v":0},{"$f":"'CALCULATOR INPUT SHEET'!O86*O17","v":0},{"$f":"'CALCULATOR INPUT SHEET'!P86*P17","v":0},{"$f":"'CALCULATOR INPUT SHEET'!Q86*Q17","v":0},{"$f":"'CALCULATOR INPUT SHEET'!R86*R17","v":0},{"$f":"'CALCULATOR INPUT SHEET'!S86*S17","v":0},{"$f":"'CALCULATOR INPUT SHEET'!T86*T17","v":0},{"$f":"'CALCULATOR INPUT SHEET'!U86*U17","v":0},{"$f":"'CALCULATOR INPUT SHEET'!V86*V17","v":0},{"$f":"'CALCULATOR INPUT SHEET'!W86*W17","v":0},{"$f":"'CALCULATOR INPUT SHEET'!X86*X17","v":0},null,null,null,null,null,null,null,null,null,null,null,null,null,null,null,null,null,null,null,null,null,null,null,null,null,null,null,null,null,null,"Redrivering Hours GROUP",{"$f":"'CALCULATOR INPUT SHEET'!Z86*BD17","v":36000},{"$f":"'CALCULATOR INPUT SHEET'!AA86*BE17","v":0},{"$f":"'CALCULATOR INPUT SHEET'!AB86*BF17","v":0},{"$f":"'CALCULATOR INPUT SHEET'!AC86*BG17","v":0},{"$f":"'CALCULATOR INPUT SHEET'!AD86*BH17","v":0},{"$f":"'CALCULATOR INPUT SHEET'!AE86*BI17","v":0},{"$f":"'CALCULATOR INPUT SHEET'!AF86*BJ17","v":0},{"$f":"'CALCULATOR INPUT SHEET'!AG86*BK17","v":0},{"$f":"'CALCULATOR INPUT SHEET'!AH86*BL17","v":0},{"$f":"'CALCULATOR INPUT SHEET'!AI86*BM17","v":0},{"$f":"'CALCULATOR INPUT SHEET'!AJ86*BN17","v":0},{"$f":"'CALCULATOR INPUT SHEET'!AK86*BO17","v":0},{"$f":"'CALCULATOR INPUT SHEET'!AL86*BP17","v":0},{"$f":"'CALCULATOR INPUT SHEET'!AM86*BQ17","v":0},{"$f":"'CALCULATOR INPUT SHEET'!AN86*BR17","v":0},{"$f":"'CALCULATOR INPUT SHEET'!AO86*BS17","v":0},{"$f":"'CALCULATOR INPUT SHEET'!AP86*BT17","v":0},{"$f":"'CALCULATOR INPUT SHEET'!AQ86*BU17","v":0},{"$f":"'CALCULATOR INPUT SHEET'!AR86*BV17","v":0},{"$f":"'CALCULATOR INPUT SHEET'!AS86*BW17","v":0}]
[null,null,null,"Redrivering Years GROUP",{"$f":"E18/8760","v":4.1095890410958908},{"$f":"F18/8760","v":0},0,0,0,0,0,0,0,{"$f":"N18/8760","v":0},0,0,0,0,0,0,0,0,0,0,null,null,null,null,null,null,null,null,null,null,null,null,null,null,null,null,null,null,null,null,null,null,null,null,null,null,null,null,null,null,"Redrivering Years GROUP",{"$f":"BD18/8760","v":4.1095890410958908},{"$f":"BE18/8760","v":0},{"$f":"BF18/8760","v":0},0,0,0,0,0,0,{"$f":"BM18/8760","v":0},0,0,0,0,0,0,0,0,0,0]
[]
[]
[]
[]
[null,null,"GROUP Relamping",null,null,null,null,null,null,null,null,null,null,null,null,null,null,null,null,null,null,null,null,null,null,null,"SPOT Relamping",null,null,null,null,null,null,null,null,null,null,null,null,null,null,null,null,null,null,null,null,null,null,null,null,null,null,"GROUP Relamping",null,null,null,null,null,null,null,null,null,null,null,null,null,null,null,null,null,null,null,null,null,null,null,"SPOT Relamping"]
[]
[null,null,"LED Relamping","NUMBER OF RELAMPINGS  PER YEAR",null,null,null,null,null,null,null,null,null,null,null,null,null,null,null,null,null,null,null,null,null,null,"LED Relamping","NUMBER OF RELAMPINGS  PER YEAR (spotLEDcount)",null,null,null,null,null,null,null,null,null,null,null,null,null,null,null,null,null,null,null,null,null,null,null,null,null,"LAMP Relamping","NUMBER OF RELAMPINGS  PER YEAR",null,null,null,null,null,null,null,null,null,null,null,null,null,null,null,null,null,null,null,null,null,null,"LAMP Relamping","NUMBER OF RELAMPINGS  PER YEAR (spotLAMPcount)"]
[null,null,null,"↓Year ",1,2,3,4,5,6,7,8,9,10,11,12,13,14,15,16,17,18,19,20,"Total",null,null,"↓Year ",1,2,3,4,5,6,7,8,9,10,11,12,13,14,15,16,17,18,19,20,"Total",null,null,null,null,null,"↓Year ",1,2,3,4,5,6,7,8,9,10,11,12,13,14,15,16,17,18,19,20,"Total",null,null,"↓Year ",1,2,3,4,5,6,7,8,9,10,11,12,13,14,15,16,17,18,19,20,"Total"]
[null,null,null,0,null,null,null,null,null,null,null,null,null,null,null,null,null,null,null,null,null,null,null,null,null,null,null,0,null,null,null,null,null,null,null,null,null,null,null,null,null,null,null,null,null,null,null,null,null,null,null,null,null,null,0,null,null,null,null,null,null,null,null,null,null,null,null,null,null,null,null,null,null,null,null,null,null,null,0]
[null,null,null,1,{"$f":"IF(E$15<>0,IF(E$6<>0,TRUNC($D29/(E$15*(24/E$6)))-TRUNC($D28/(E$15*(24/E$6))),0),0)","v":0},{"$f":"IF(F$15<>0,IF(F$6<>0,TRUNC($D29/(F$15*(24/F$6)))-TRUNC($D28/(F$15*(24/F$6))),0),0)","v":0},0,0,0,0,0,0,0,{"$f":"IF(N$15<>0,IF(N$6<>0,TRUNC($D29/(N$15*(24/N$6)))-TRUNC($D28/(N$15*(24/N$6))),0),0)","v":0},0,0,0,0,0,0,0,0,0,0,{"$f":"SUM(E29:X29)","v":0},null,null,1,0,0,0,0,0,0,0,0,0,0,0,0,0,0,0,0,0,0,0,0,{"$f":"SUM(AC29:AV29)","v":0},null,null,null,null,null,1,{"$f":"IF(BD$15<>0,IF(BD$6<>0,TRUNC($BC29/(BD$15*(24/BD$6)))-TRUNC($BC28/(BD$15*(24/BD$6))),0),0)","v":0},0,0,0,0,0,0,0,0,{"$f":"IF(BM$15<>0,IF(BM$6<>0,TRUNC($BC29/(BM$15*(24/BM$6)))-TRUNC($BC28/(BM$15*(24/BM$6))),0),0)","v":0},0,0,0,0,0,0,0,0,0,0,{"$f":"SUM(BD29:BW29)","v":0},null,null,1,0,0,0,0,0,0,0,0,0,0,0,0,0,0,0,0,0,0,0,0,{"$f":"SUM(CB29:CU29)","v":0}]
[null,null,null,2,{"$f":"IF(E$15<>0,IF(E$6<>0,TRUNC($D30/(E$15*(24/E$6)))-TRUNC($D29/(E$15*(24/E$6))),0),0)","v":0},0,0,0,0,0,0,0,0,{"$f":"IF(N$15<>0,IF(N$6<>0,TRUNC($D30/(N$15*(24/N$6)))-TRUNC($D29/(N$15*(24/N$6))),0),0)","v":0},0,0,0,0,0,0,0,0,0,0,{"$f":"SUM(E30:X30)","v":0},null,null,2,0,0,0,0,0,0,0,0,0,0,0,0,0,0,0,0,0,0,0,0,0,null,null,null,null,null,2,{"$f":"IF(BD$15<>0,IF(BD$6<>0,TRUNC($BC30/(BD$15*(24/BD$6)))-TRUNC($BC29/(BD$15*(24/BD$6))),0),0)","v":0},{"$f":"IF(BE$15<>0,IF(BE$6<>0,TRUNC($BC30/(BE$15*(24/BE$6)))-TRUNC($BC29/(BE$15*(24/BE$6))),0),0)","v":0},0,{"$f":"IF(BG$15<>0,IF(BG$6<>0,TRUNC($BC30/(BG$15*(24/BG$6)))-TRUNC($BC29/(BG$15*(24/BG$6))),0),0)","v":0},0,{"$f":"IF(BI$15<>0,IF(BI$6<>0,TRUNC($BC30/(BI$15*(24/BI$6)))-TRUNC($BC29/(BI$15*(24/BI$6))),0),0)","v":0},0,{"$f":"IF(BK$15<>0,IF(BK$6<>0,TRUNC($BC30/(BK$15*(24/BK$6)))-TRUNC($BC29/(BK$15*(24/BK$6))),0),0)","v":0},0,{"$f":"IF(BM$15<>0,IF(BM$6<>0,TRUNC($BC30/(BM$15*(24/BM$6)))-TRUNC($BC29/(BM$15*(24/BM$6))),0),0)","v":0},0,0,0,0,0,0,0,0,0,0,{"$f":"SUM(BD30:BW30)","v":0},null,null,2,0,0,0,0,0,0,0,0,0,0,0,0,0,0,0,0,0,0,0,0,{"$f":"SUM(CB30:CU30)","v":0}]
[null,null,null,3,0,0,0,0,0,0,0,0,0,{"$f":"IF(N$15<>0,IF(N$6<>0,TRUNC($D31/(N$15*(24/N$6)))-TRUNC($D30/(N$15*(24/N$6))),0),0)","v":0},0,0,0,0,0,0,0,0,0,0,0,null,null,3,0,0,0,0,0,0,0,0,0,0,0,0,0,0,0,0,0,0,0,0,0,null,null,null,null,null,3,0,0,0,0,0,0,0,0,0,{"$f":"IF(BM$15<>0,IF(BM$6<>0,TRUNC($BC31/(BM$15*(24/BM$6)))-TRUNC($BC30/(BM$15*(24/BM$6))),0),0)","v":0},0,0,0,0,0,0,0,0,0,0,0,null,null,3,0,0,0,0,0,0,0,0,0,0,0,0,0,0,0,0,0,0,0,0,0]
[null,null,null,4,{"$f":"IF(E$15<>0,IF(E$6<>0,TRUNC($D32/(E$15*(24/E$6)))-TRUNC($D31/(E$15*(24/E$6))),0),0)","v":0},0,0,0,0,0,0,0,0,{"$f":"IF(N$15<>0,IF(N$6<>0,TRUNC($D32/(N$15*(24/N$6)))-TRUNC($D31/(N$15*(24/N$6))),0),0)","v":0},0,0,0,0,0,0,0,0,0,0,0,null,null,4,0,0,0,0,0,0,0,0,0,0,0,0,0,0,0,0,0,0,0,0,0,null,null,null,null,null,4,0,0,0,0,0,0,0,0,0,{"$f":"IF(BM$15<>0,IF(BM$6<>0,TRUNC($BC32/(BM$15*(24/BM$6)))-TRUNC($BC31/(BM$15*(24/BM$6))),0),0)","v":0},0,0,0,0,0,0,0,0,0,0,0,null,null,4,0,0,0,0,0,0,0,0,0,0,0,0,0,0,0,0,0,0,0,0,0]
[null,null,null,5,0,0,0,0,0,0,0,0,0,{"$f":"IF(N$15<>0,IF(N$6<>0,TRUNC($D33/(N$15*(24/N$6)))-TRUNC($D32/(N$15*(24/N$6))),0),0)","v":0},0,0,0,0,0,0,0,0,0,0,0,null,null,5,0,0,0,0,0,0,0,0,0,0,0,0,0,0,0,0,0,0,0,0,0,null,null,null,null,null,5,0,0,0,0,0,0,0,0,0,{"$f":"IF(BM$15<>0,IF(BM$6<>0,TRUNC($BC33/(BM$15*(24/BM$6)))-TRUNC($BC32/(BM$15*(24/BM$6))),0),0)","v":0},0,0,0,0,0,0,0,0,0,0,0,null,null,5,0,0,0,0,0,0,0,0,0,0,0,0,0,0,0,0,0,0,0,0,0]
[null,null,null,6,0,0,0,0,0,0,0,0,0,{"$f":"IF(N$15<>0,IF(N$6<>0,TRUNC($D34/(N$15*(24/N$6)))-TRUNC($D33/(N$15*(24/N$6))),0),0)","v":0},0,0,0,0,0,0,0,0,0,0,0,null,null,6,0,0,0,0,0,0,0,0,0,0,0,0,0,0,0,0,0,0,0,0,0,null,null,null,null,null,6,0,0,0,0,0,0,0,0,0,{"$f":"IF(BM$15<>0,IF(BM$6<>0,TRUNC($BC34/(BM$15*(24/BM$6)))-TRUNC($BC33/(BM$15*(24/BM$6))),0),0)","v":0},0,0,0,0,0,0,0,0,0,0,0,null,null,6,0,0,0,0,0,0,0,0,0,0,0,0,0,0,0,0,0,0,0,0,0]
[null,null,null,7,0,0,0,0,0,0,0,0,0,{"$f":"IF(N$15<>0,IF(N$6<>0,TRUNC($D35/(N$15*(24/N$6)))-TRUNC($D34/(N$15*(24/N$6))),0),0)","v":0},0,0,0,0,0,0,0,0,0,0,0,null,null,7,1,0,0,0,0,0,0,0,0,0,0,0,0,0,0,0,0,0,0,0,1,null,null,null,null,null,7,0,0,0,0,0,0,0,0,0,{"$f":"IF(BM$15<>0,IF(BM$6<>0,TRUNC($BC35/(BM$15*(24/BM$6)))-TRUNC($BC34/(BM$15*(24/BM$6))),0),0)","v":0},0,0,0,0,0,0,0,0,0,0,0,null,null,7,0,0,0,0,0,0,0,0,0,0,0,0,0,0,0,0,0,0,0,0,0]
[null,null,null,8,0,0,0,0,0,0,0,0,0,{"$f":"IF(N$15<>0,IF(N$6<>0,TRUNC($D36/(N$15*(24/N$6)))-TRUNC($D35/(N$15*(24/N$6))),0),0)","v":0},0,0,0,0,0,0,0,0,0,0,0,null,null,8,0,0,0,0,0,0,0,0,0,0,0,0,0,0,0,0,0,0,0,0,0,null,null,null,null,null,8,0,0,0,0,0,0,0,0,0,{"$f":"IF(BM$15<>0,IF(BM$6<>0,TRUNC($BC36/(BM$15*(24/BM$6)))-TRUNC($BC35/(BM$15*(24/BM$6))),0),0)","v":0},0,0,0,0,0,0,0,0,0,0,0,null,null,8,0,0,0,0,0,0,0,0,0,0,0,0,0,0,0,0,0,0,0,0,0]
[null,null,null,9,0,0,0,0,0,0,0,0,0,{"$f":"IF(N$15<>0,IF(N$6<>0,TRUNC($D37/(N$15*(24/N$6)))-TRUNC($D36/(N$15*(24/N$6))),0),0)","v":0},0,0,0,0,0,0,0,0,0,0,0,null,null,9,0,0,0,0,0,0,0,0,0,0,0,0,0,0,0,0,0,0,0,0,0,null,null,null,null,null,9,0,0,0,0,0,0,0,0,0,{"$f":"IF(BM$15<>0,IF(BM$6<>0,TRUNC($BC37/(BM$15*(24/BM$6)))-TRUNC($BC36/(BM$15*(24/BM$6))),0),0)","v":0},0,0,0,0,0,0,0,0,0,0,0,null,null,9,0,0,0,0,0,0,0,0,0,0,0,0,0,0,0,0,0,0,0,0,0]
[null,null,null,10,0,0,0,0,0,0,0,0,0,{"$f":"IF(N$15<>0,IF(N$6<>0,TRUNC($D38/(N$15*(24/N$6)))-TRUNC($D37/(N$15*(24/N$6))),0),0)","v":0},0,0,0,0,0,0,0,0,0,0,0,null,null,10,1,0,0,0,0,0,0,0,0,0,0,0,0,0,0,0,0,0,0,0,1,null,null,null,null,null,10,0,0,0,0,0,0,0,0,0,{"$f":"IF(BM$15<>0,IF(BM$6<>0,TRUNC($BC38/(BM$15*(24/BM$6)))-TRUNC($BC37/(BM$15*(24/BM$6))),0),0)","v":0},0,0,0,0,0,0,0,0,0,0,0,null,null,10,0,0,0,0,0,0,0,0,0,0,0,0,0,0,0,0,0,0,0,0,0]
[]
[null,null,null,"COST OF RELAMPING PER YEAR",null,null,null,null,null,null,null,null,null,null,null,null,null,null,null,null,null,null,null,null,null,null,null,"COST OF RELAMPING PER YEAR (spotLEDcost)",null,null,null,null,null,null,null,null,null,null,null,null,null,null,null,null,null,null,null,null,null,null,null,null,null,null,"COST OF RELAMPING PER YEAR",null,null,null,null,null,null,null,null,null,null,null,null,null,null,null,null,null,null,null,null,null,null,null,"COST OF RELAMPING PER YEAR"]
[null,null,null,"↓Year ",1,2,3,4,5,6,7,8,9,10,11,12,13,14,15,16,17,18,19,20,"Total",null,null,"↓Year ",1,2,3,4,5,6,7,8,9,10,11,12,13,14,15,16,17,18,19,20,"Total",null,null,null,null,null,"↓Year ",1,2,3,4,5,6,7,8,9,10,11,12,13,14,15,16,17,18,19,20,"Total",null,null,"↓Year ",1,2,3,4,5,6,7,8,9,10,11,12,13,14,15,16,17,18,19,20,"Total"]
[null,null,null,1,{"$f":" E29 * ( (E$10*E$5) + E$9)","v":0},{"$f":" F29 * ( (F$10*F$5) + F$9)","v":0},0,0,0,0,0,0,0,{"$f":" N29 * ( (N$10*N$5) + N$9)","v":0},0,0,0,0,0,0,0,0,0,0,{"$f":"SUM(E42:X42)","v":0},null,null,1,{"$f":" AC29 * ( (E$10*AC$6) + E$9)","v":0},{"$f":" AD29 * ( (F$10*AD$6) + F$9)","v":0},{"$f":" AE29 * ( (G$10*AE$6) + G$9)","v":0},{"$f":" AF29 * ( (H$10*AF$6) + H$9)","v":0},{"$f":" AG29 * ( (I$10*AG$6) + I$9)","v":0},{"$f":" AH29 * ( (J$10*AH$6) + J$9)","v":0},{"$f":" AI29 * ( (K$10*AI$6) + K$9)","v":0},{"$f":" AJ29 * ( (L$10*AJ$6) + L$9)","v":0},{"$f":" AK29 * ( (M$10*AK$6) + M$9)","v":0},{"$f":" AL29 * ( (N$10*AL$6) + N$9)","v":0},{"$f":" AM29 * ( (O$10*AM$6) + O$9)","v":0},{"$f":" AN29 * ( (P$10*AN$6) + P$9)","v":0},{"$f":" AO29 * ( (Q$10*AO$6) + Q$9)","v":0},{"$f":" AP29 * ( (R$10*AP$6) + R$9)","v":0},{"$f":" AQ29 * ( (S$10*AQ$6) + S$9)","v":0},{"$f":" AR29 * ( (T$10*AR$6) + T$9)","v":0},{"$f":" AS29 * ( (U$10*AS$6) + U$9)","v":0},{"$f":" AT29 * ( (V$10*AT$6) + V$9)","v":0},{"$f":" AU29 * ( (W$10*AU$6) + W$9)","v":0},{"$f":" AV29 * ( (X$10*AV$6) + X$9)","v":0},{"$f":"SUM(AC42:AV42)","v":0},null,null,null,null,null,1,{"$f":" BD29 * ( (BD$10*BD$5) + BD$9)","v":0},0,{"$f":" BF29 * ( (BF$10*BF$5) + BF$9)","v":0},0,0,0,0,0,0,{"$f":" BM29 * ( (BM$10*BM$5) + BM$9)","v":0},0,0,0,0,0,0,0,0,0,0,{"$f":"SUM(BD42:BW42)","v":0},null,null,1,{"$f":" CB29 * ( (BD$10*CB$6) + BD$9)","v":0},{"$f":" CC29 * ( (BE$10*CC$6) + BE$9)","v":0},{"$f":" CD29 * ( (BF$10*CD$6) + BF$9)","v":0},{"$f":" CE29 * ( (BG$10*CE$6) + BG$9)","v":0},{"$f":" CF29 * ( (BH$10*CF$6) + BH$9)","v":0},{"$f":" CG29 * ( (BI$10*CG$6) + BI$9)","v":0},{"$f":" CH29 * ( (BJ$10*CH$6) + BJ$9)","v":0},{"$f":" CI29 * ( (BK$10*CI$6) + BK$9)","v":0},{"$f":" CJ29 * ( (BL$10*CJ$6) + BL$9)","v":0},{"$f":" CK29 * ( (BM$10*CK$6) + BM$9)","v":0},{"$f":" CL29 * ( (BN$10*CL$6) + BN$9)","v":0},{"$f":" CM29 * ( (BO$10*CM$6) + BO$9)","v":0},{"$f":" CN29 * ( (BP$10*CN$6) + BP$9)","v":0},{"$f":" CO29 * ( (BQ$10*CO$6) + BQ$9)","v":0},{"$f":" CP29 * ( (BR$10*CP$6) + BR$9)","v":0},{"$f":" CQ29 * ( (BS$10*CQ$6) + BS$9)","v":0},{"$f":" CR29 * ( (BT$10*CR$6) + BT$9)","v":0},{"$f":" CS29 * ( (BU$10*CS$6) + BU$9)","v":0},{"$f":" CT29 * ( (BV$10*CT$6) + BV$9)","v":0},{"$f":" CU29 * ( (BW$10*CU$6) + BW$9)","v":0},{"$f":"SUM(CB42:CU42)","v":0}]
[null,null,null,2,0,{"$f":" F30 * ( (F$10*F$5) + F$9)","v":0},0,0,0,0,0,0,0,{"$f":" N30 * ( (N$10*N$5) + N$9)","v":0},0,0,0,0,0,0,0,0,0,0,{"$f":"SUM(E43:X43)","v":0},null,null,2,0,0,0,0,0,0,0,0,0,0,0,0,0,0,0,0,0,0,0,0,0,null,null,null,null,null,2,0,0,{"$f":" BF30 * ( (BF$10*BF$5) + BF$9)","v":0},0,0,0,0,0,0,{"$f":" BM30 * ( (BM$10*BM$5) + BM$9)","v":0},0,0,0,0,0,0,0,0,0,0,{"$f":"SUM(BD43:BW43)","v":0},null,null,2,0,0,0,0,0,0,0,0,0,0,0,0,0,0,0,0,0,0,0,0,{"$f":"SUM(CB43:CU43)","v":0}]
[null,null,null,3,0,{"$f":" F31 * ( (F$10*F$5) + F$9)","v":0},0,0,0,0,0,0,0,{"$f":" N31 * ( (N$10*N$5) + N$9)","v":0},0,0,0,0,0,0,0,0,0,0,0,null,null,3,0,0,0,0,0,0,0,0,0,0,0,0,0,0,0,0,0,0,0,0,0,null,null,null,null,null,3,0,0,{"$f":" BF31 * ( (BF$10*BF$5) + BF$9)","v":0},0,0,0,0,0,0,{"$f":" BM31 * ( (BM$10*BM$5) + BM$9)","v":0},0,0,0,0,0,0,0,0,0,0,0,null,null,3,0,0,0,0,0,0,0,0,0,0,0,0,0,0,0,0,0,0,0,0,0]
[null,null,null,4,0,{"$f":" F32 * ( (F$10*F$5) + F$9)","v":0},0,0,0,0,0,0,0,{"$f":" N32 * ( (N$10*N$5) + N$9)","v":0},0,0,0,0,0,0,0,0,0,0,0,null,null,4,0,0,0,0,0,0,0,0,0,0,0,0,0,0,0,0,0,0,0,0,0,null,null,null,null,null,4,0,0,{"$f":" BF32 * ( (BF$10*BF$5) + BF$9)","v":0},0,0,0,0,0,0,{"$f":" BM32 * ( (BM$10*BM$5) + BM$9)","v":0},0,0,0,0,0,0,0,0,0,0,0,null,null,4,0,0,0,0,0,0,0,0,0,0,0,0,0,0,0,0,0,0,0,0,0]
[null,null,null,5,0,{"$f":" F33 * ( (F$10*F$5) + F$9)","v":0},0,0,0,0,0,0,0,{"$f":" N33 * ( (N$10*N$5) + N$9)","v":0},0,0,0,0,0,0,0,0,0,0,0,null,null,5,0,0,0,0,0,0,0,0,0,0,0,0,0,0,0,0,0,0,0,0,0,null,null,null,null,null,5,0,0,{"$f":" BF33 * ( (BF$10*BF$5) + BF$9)","v":0},0,0,0,0,0,0,{"$f":" BM33 * ( (BM$10*BM$5) + BM$9)","v":0},0,0,0,0,0,0,0,0,0,0,0,null,null,5,0,0,0,0,0,0,0,0,0,0,0,0,0,0,0,0,0,0,0,0,0]
[null,null,null,6,0,{"$f":" F34 * ( (F$10*F$5) + F$9)","v":0},0,0,0,0,0,0,0,{"$f":" N34 * ( (N$10*N$5) + N$9)","v":0},0,0,0,0,0,0,0,0,0,0,0,null,null,6,0,0,0,0,0,0,0,0,0,0,0,0,0,0,0,0,0,0,0,0,0,null,null,null,null,null,6,0,0,{"$f":" BF34 * ( (BF$10*BF$5) + BF$9)","v":0},0,0,0,0,0,0,{"$f":" BM34 * ( (BM$10*BM$5) + BM$9)","v":0},0,0,0,0,0,0,0,0,0,0,0,null,null,6,0,0,0,0,0,0,0,0,0,0,0,0,0,0,0,0,0,0,0,0,0]
[null,null,null,7,0,{"$f":" F35 * ( (F$10*F$5) + F$9)","v":0},0,0,0,0,0,0,0,{"$f":" N35 * ( (N$10*N$5) + N$9)","v":0},0,0,0,0,0,0,0,0,0,0,0,null,null,7,0,0,0,0,0,0,0,0,0,0,0,0,0,0,0,0,0,0,0,0,0,null,null,null,null,null,7,0,0,{"$f":" BF35 * ( (BF$10*BF$5) + BF$9)","v":0},0,0,0,0,0,0,{"$f":" BM35 * ( (BM$10*BM$5) + BM$9)","v":0},0,0,0,0,0,0,0,0,0,0,0,null,null,7,0,0,0,0,0,0,0,0,0,0,0,0,0,0,0,0,0,0,0,0,0]
[null,null,null,8,0,{"$f":" F36 * ( (F$10*F$5) + F$9)","v":0},0,0,0,0,0,0,0,{"$f":" N36 * ( (N$10*N$5) + N$9)","v":0},0,0,0,0,0,0,0,0,0,0,0,null,null,8,0,0,0,0,0,0,0,0,0,0,0,0,0,0,0,0,0,0,0,0,0,null,null,null,null,null,8,0,0,{"$f":" BF36 * ( (BF$10*BF$5) + BF$9)","v":0},0,0,0,0,0,0,{"$f":" BM36 * ( (BM$10*BM$5) + BM$9)","v":0},0,0,0,0,0,0,0,0,0,0,0,null,null,8,0,0,0,0,0,0,0,0,0,0,0,0,0,0,0,0,0,0,0,0,0]
[null,null,null,9,0,{"$f":" F37 * ( (F$10*F$5) + F$9)","v":0},0,0,0,0,0,0,0,{"$f":" N37 * ( (N$10*N$5) + N$9)","v":0},0,0,0,0,0,0,0,0,0,0,0,null,null,9,0,0,0,0,0,0,0,0,0,0,0,0,0,0,0,0,0,0,0,0,0,null,null,null,null,null,9,0,0,{"$f":" BF37 * ( (BF$10*BF$5) + BF$9)","v":0},0,0,0,0,0,0,{"$f":" BM37 * ( (BM$10*BM$5) + BM$9)","v":0},0,0,0,0,0,0,0,0,0,0,0,null,null,9,0,0,0,0,0,0,0,0,0,0,0,0,0,0,0,0,0,0,0,0,0]
[null,null,null,10,0,{"$f":" F38 * ( (F$10*F$5) + F$9)","v":0},0,0,0,0,0,0,0,{"$f":" N38 * ( (N$10*N$5) + N$9)","v":0},0,0,0,0,0,0,0,0,0,0,0,null,null,10,0,0,0,0,0,0,0,0,0,0,0,0,0,0,0,0,0,0,0,0,0,null,null,null,null,null,10,0,0,{"$f":" BF38 * ( (BF$10*BF$5) + BF$9)","v":0},0,0,0,0,0,0,{"$f":" BM38 * ( (BM$10*BM$5) + BM$9)","v":0},0,0,0,0,0,0,0,0,0,0,0,null,null,10,0,0,0,0,0,0,0,0,0,0,0,0,0,0,0,0,0,0,0,0,0]
[]
[null,null,"Driver Maintenance","NUMBER OF RELAMPINGS  PER YEAR",null,null,null,null,null,null,null,null,null,null,null,null,null,null,null,null,null,null,null,null,null,null,"Driver Maintenance","NUMBER OF RELAMPINGS  PER YEAR (spotDRIVERcount)",null,null,null,null,null,null,null,null,null,null,null,null,null,null,null,null,null,null,null,null,null,null,null,null,null,"BALLAST Maintenance","NUMBER OF RELAMPINGS  PER YEAR",null,null,null,null,null,null,null,null,null,null,null,null,null,null,null,null,null,null,null,null,null,null,"BALLAST Maintenance","NUMBER OF RELAMPINGS  PER YEAR (spotBALLASTcount)"]
[null,null,null,"↓Year ",1,2,3,4,5,6,7,8,9,10,11,12,13,14,15,16,17,18,19,20,"Total",null,null,"↓Year ",1,2,3,4,5,6,7,8,9,10,11,12,13,14,15,16,17,18,19,20,"Total",null,null,null,null,null,"↓Year ",1,2,3,4,5,6,7,8,9,10,11,12,13,14,15,16,17,18,19,20,"Total",null,null,"↓Year ",1,2,3,4,5,6,7,8,9,10,11,12,13,14,15,16,17,18,19,20,"Total"]
[null,null,null,0,null,null,null,null,null,null,null,null,null,null,null,null,null,null,null,null,null,null,null,null,null,null,null,0,null,null,null,null,null,null,null,null,null,null,null,null,null,null,null,null,null,null,null,null,null,null,null,null,null,null,0,null,null,null,null,null,null,null,null,null,null,null,null,null,null,null,null,null,null,null,null,null,null,null,0]
[null,null,null,1,{"$f":"IF(E$19<>0,IF(E$6<>0,TRUNC($D56/(E$19*(24/E$6)))-TRUNC($D55/(E$19*(24/E$6))),0),0)","v":0},{"$f":"IF(F$19<>0,IF(F$6<>0,TRUNC($D56/(F$19*(24/F$6)))-TRUNC($D55/(F$19*(24/F$6))),0),0)","v":0},0,0,0,0,0,0,0,{"$f":"IF(N$19<>0,IF(N$6<>0,TRUNC($D56/(N$19*(24/N$6)))-TRUNC($D55/(N$19*(24/N$6))),0),0)","v":0},0,0,0,0,0,0,0,0,0,0,{"$f":"SUM(E56:X56)","v":0},null,null,1,0,0,0,0,0,0,0,0,0,0,0,0,0,0,0,0,0,0,0,0,{"$f":"SUM(AC56:AV56)","v":0},null,null,null,null,null,1,{"$f":"IF(BD$19<>0,IF(BD$6<>0,TRUNC($BC56/(BD$19*(24/BD$6)))-TRUNC($BC55/(BD$19*(24/BD$6))),0),0)","v":0},0,0,0,0,0,0,0,0,{"$f":"IF(BM$19<>0,IF(BM$6<>0,TRUNC($BC56/(BM$19*(24/BM$6)))-TRUNC($BC55/(BM$19*(24/BM$6))),0),0)","v":0},0,0,0,0,0,0,0,0,0,0,{"$f":"SUM(BD56:BW56)","v":0},null,null,1,0,0,0,0,0,0,0,0,0,0,0,0,0,0,0,0,0,0,0,0,{"$f":"SUM(CB56:CU56)","v":0}]
[null,null,null,2,{"$f":"IF(E$19<>0,IF(E$6<>0,TRUNC($D57/(E$19*(24/E$6)))-TRUNC($D56/(E$19*(24/E$6))),0),0)","v":0},0,0,0,0,0,0,0,0,{"$f":"IF(N$19<>0,IF(N$6<>0,TRUNC($D57/(N$19*(24/N$6)))-TRUNC($D56/(N$19*(24/N$6))),0),0)","v":0},0,0,0,0,0,0,0,0,0,0,{"$f":"SUM(E57:X57)","v":0},null,null,2,0,0,0,0,0,0,0,0,0,0,0,0,0,0,0,0,0,0,0,0,0,null,null,null,null,null,2,{"$f":"IF(BD$19<>0,IF(BD$6<>0,TRUNC($BC57/(BD$19*(24/BD$6)))-TRUNC($BC56/(BD$19*(24/BD$6))),0),0)","v":0},{"$f":"IF(BE$19<>0,IF(BE$6<>0,TRUNC($BC57/(BE$19*(24/BE$6)))-TRUNC($BC56/(BE$19*(24/BE$6))),0),0)","v":0},0,{"$f":"IF(BG$19<>0,IF(BG$6<>0,TRUNC($BC57/(BG$19*(24/BG$6)))-TRUNC($BC56/(BG$19*(24/BG$6))),0),0)","v":0},0,{"$f":"IF(BI$19<>0,IF(BI$6<>0,TRUNC($BC57/(BI$19*(24/BI$6)))-TRUNC($BC56/(BI$19*(24/BI$6))),0),0)","v":0},0,{"$f":"IF(BK$19<>0,IF(BK$6<>0,TRUNC($BC57/(BK$19*(24/BK$6)))-TRUNC($BC56/(BK$19*(24/BK$6))),0),0)","v":0},0,{"$f":"IF(BM$19<>0,IF(BM$6<>0,TRUNC($BC57/(BM$19*(24/BM$6)))-TRUNC($BC56/(BM$19*(24/BM$6))),0),0)","v":0},0,0,0,0,0,0,0,0,0,0,{"$f":"SUM(BD57:BW57)","v":0},null,null,2,0,0,0,0,0,0,0,0,0,0,0,0,0,0,0,0,0,0,0,0,{"$f":"SUM(CB57:CU57)","v":0}]
[null,null,null,3,0,0,0,0,0,0,0,0,0,{"$f":"IF(N$19<>0,IF(N$6<>0,TRUNC($D58/(N$19*(24/N$6)))-TRUNC($D57/(N$19*(24/N$6))),0),0)","v":0},0,0,0,0,0,0,0,0,0,0,0,null,null,3,0,0,0,0,0,0,0,0,0,0,0,0,0,0,0,0,0,0,0,0,0,null,null,null,null,null,3,0,0,0,0,0,0,0,0,0,{"$f":"IF(BM$19<>0,IF(BM$6<>0,TRUNC($BC58/(BM$19*(24/BM$6)))-TRUNC($BC57/(BM$19*(24/BM$6))),0),0)","v":0},0,0,0,0,0,0,0,0,0,0,0,null,null,3,0,0,0,0,0,0,0,0,0,0,0,0,0,0,0,0,0,0,0,0,0]
[null,null,null,4,0,0,0,0,0,0,0,0,0,{"$f":"IF(N$19<>0,IF(N$6<>0,TRUNC($D59/(N$19*(24/N$6)))-TRUNC($D58/(N$19*(24/N$6))),0),0)","v":0},0,0,0,0,0,0,0,0,0,0,0,null,null,4,0,0,0,0,0,0,0,0,0,0,0,0,0,0,0,0,0,0,0,0,0,null,null,null,null,null,4,0,0,0,0,0,0,0,0,0,{"$f":"IF(BM$19<>0,IF(BM$6<>0,TRUNC($BC59/(BM$19*(24/BM$6)))-TRUNC($BC58/(BM$19*(24/BM$6))),0),0)","v":0},0,0,0,0,0,0,0,0,0,0,0,null,null,4,0,0,0,0,0,0,0,0,0,0,0,0,0,0,0,0,0,0,0,0,0]
[null,null,null,5,0,0,0,0,0,0,0,0,0,{"$f":"IF(N$19<>0,IF(N$6<>0,TRUNC($D60/(N$19*(24/N$6)))-TRUNC($D59/(N$19*(24/N$6))),0),0)","v":0},0,0,0,0,0,0,0,0,0,0,0,null,null,5,0,0,0,0,0,0,0,0,0,0,0,0,0,0,0,0,0,0,0,0,0,null,null,null,null,null,5,0,0,0,0,0,0,0,0,0,{"$f":"IF(BM$19<>0,IF(BM$6<>0,TRUNC($BC60/(BM$19*(24/BM$6)))-TRUNC($BC59/(BM$19*(24/BM$6))),0),0)","v":0},0,0,0,0,0,0,0,0,0,0,0,null,null,5,0,0,0,0,0,0,0,0,0,0,0,0,0,0,0,0,0,0,0,0,0]
[null,null,null,6,0,0,0,0,0,0,0,0,0,{"$f":"IF(N$19<>0,IF(N$6<>0,TRUNC($D61/(N$19*(24/N$6)))-TRUNC($D60/(N$19*(24/N$6))),0),0)","v":0},0,0,0,0,0,0,0,0,0,0,0,null,null,6,0,0,0,0,0,0,0,0,0,0,0,0,0,0,0,0,0,0,0,0,0,null,null,null,null,null,6,0,0,0,0,0,0,0,0,0,{"$f":"IF(BM$19<>0,IF(BM$6<>0,TRUNC($BC61/(BM$19*(24/BM$6)))-TRUNC($BC60/(BM$19*(24/BM$6))),0),0)","v":0},0,0,0,0,0,0,0,0,0,0,0,null,null,6,0,0,0,0,0,0,0,0,0,0,0,0,0,0,0,0,0,0,0,0,0]
[null,null,null,7,0,0,0,0,0,0,0,0,0,{"$f":"IF(N$19<>0,IF(N$6<>0,TRUNC($D62/(N$19*(24/N$6)))-TRUNC($D61/(N$19*(24/N$6))),0),0)","v":0},0,0,0,0,0,0,0,0,0,0,0,null,null,7,0,0,0,0,0,0,0,0,0,0,0,0,0,0,0,0,0,0,0,0,0,null,null,null,null,null,7,0,0,0,0,0,0,0,0,0,{"$f":"IF(BM$19<>0,IF(BM$6<>0,TRUNC($BC62/(BM$19*(24/BM$6)))-TRUNC($BC61/(BM$19*(24/BM$6))),0),0)","v":0},0,0,0,0,0,0,0,0,0,0,0,null,null,7,0,0,0,0,0,0,0,0,0,0,0,0,0,0,0,0,0,0,0,0,0]
[null,null,null,8,0,0,0,0,0,0,0,0,0,{"$f":"IF(N$19<>0,IF(N$6<>0,TRUNC($D63/(N$19*(24/N$6)))-TRUNC($D62/(N$19*(24/N$6))),0),0)","v":0},0,0,0,0,0,0,0,0,0,0,0,null,null,8,0,0,0,0,0,0,0,0,0,0,0,0,0,0,0,0,0,0,0,0,0,null,null,null,null,null,8,0,0,0,0,0,0,0,0,0,{"$f":"IF(BM$19<>0,IF(BM$6<>0,TRUNC($BC63/(BM$19*(24/BM$6)))-TRUNC($BC62/(BM$19*(24/BM$6))),0),0)","v":0},0,0,0,0,0,0,0,0,0,0,0,null,null,8,0,0,0,0,0,0,0,0,0,0,0,0,0,0,0,0,0,0,0,0,0]
[null,null,null,9,0,0,0,0,0,0,0,0,0,{"$f":"IF(N$19<>0,IF(N$6<>0,TRUNC($D64/(N$19*(24/N$6)))-TRUNC($D63/(N$19*(24/N$6))),0),0)","v":0},0,0,0,0,0,0,0,0,0,0,0,null,null,9,1,0,0,0,0,0,0,0,0,0,0,0,0,0,0,0,0,0,0,0,1,null,null,null,null,null,9,0,0,0,0,0,0,0,0,0,{"$f":"IF(BM$19<>0,IF(BM$6<>0,TRUNC($BC64/(BM$19*(24/BM$6)))-TRUNC($BC63/(BM$19*(24/BM$6))),0),0)","v":0},0,0,0,0,0,0,0,0,0,0,0,null,null,9,0,0,0,0,0,0,0,0,0,0,0,0,0,0,0,0,0,0,0,0,0]
[null,null,null,10,0,0,0,0,0,0,0,0,0,{"$f":"IF(N$19<>0,IF(N$6<>0,TRUNC($D65/(N$19*(24/N$6)))-TRUNC($D64/(N$19*(24/N$6))),0),0)","v":0},0,0,0,0,0,0,0,0,0,0,0,null,null,10,0,0,0,0,0,0,0,0,0,0,0,0,0,0,0,0,0,0,0,0,0,null,null,null,null,null,10,0,0,0,0,0,0,0,0,0,{"$f":"IF(BM$19<>0,IF(BM$6<>0,TRUNC($BC65/(BM$19*(24/BM$6)))-TRUNC($BC64/(BM$19*(24/BM$6))),0),0)","v":0},0,0,0,0,0,0,0,0,0,0,0,null,null,10,0,0,0,0,0,0,0,0,0,0,0,0,0,0,0,0,0,0,0,0,0]
[]
[null,null,null,"COST OF RELAMPING PER YEAR",null,null,null,null,null,null,null,null,null,null,null,null,null,null,null,null,null,null,null,null,null,null,null,"COST OF RELAMPING PER YEAR",null,null,null,null,null,null,null,null,null,null,null,null,null,null,null,null,null,null,null,null,null,null,null,null,null,null,"COST OF RELAMPING PER YEAR",null,null,null,null,null,null,null,null,null,null,null,null,null,null,null,null,null,null,null,null,null,null,null,"COST OF RELAMPING PER YEAR"]
[null,null,null,"↓Year ",1,2,3,4,5,6,7,8,9,10,11,12,13,14,15,16,17,18,19,20,"Total",null,null,"↓Year ",1,2,3,4,5,6,7,8,9,10,11,12,13,14,15,16,17,18,19,20,"Total",null,null,null,null,null,"↓Year ",1,2,3,4,5,6,7,8,9,10,11,12,13,14,15,16,17,18,19,20,"Total",null,null,"↓Year ",1,2,3,4,5,6,7,8,9,10,11,12,13,14,15,16,17,18,19,20,"Total"]
[null,null,null,1,{"$f":" E56 * ( (E$11*E$5) + E$9)","v":0},{"$f":" F56 * ( (F$11*F$5) + F$9)","v":0},0,0,0,0,0,0,0,{"$f":" N56 * ( (N$11*N$5) + N$9)","v":0},0,0,0,0,0,0,0,0,0,0,{"$f":"SUM(E69:X69)","v":0},null,null,1,{"$f":" AC56 * ( (E$11*AC$9) + E$9)","v":0},{"$f":" AD56 * ( (F$11*AD$9) + F$9)","v":0},{"$f":" AE56 * ( (G$11*AE$9) + G$9)","v":0},{"$f":" AF56 * ( (H$11*AF$9) + H$9)","v":0},{"$f":" AG56 * ( (I$11*AG$9) + I$9)","v":0},{"$f":" AH56 * ( (J$11*AH$9) + J$9)","v":0},{"$f":" AI56 * ( (K$11*AI$9) + K$9)","v":0},{"$f":" AJ56 * ( (L$11*AJ$9) + L$9)","v":0},{"$f":" AK56 * ( (M$11*AK$9) + M$9)","v":0},{"$f":" AL56 * ( (N$11*AL$9) + N$9)","v":0},{"$f":" AM56 * ( (O$11*AM$9) + O$9)","v":0},{"$f":" AN56 * ( (P$11*AN$9) + P$9)","v":0},{"$f":" AO56 * ( (Q$11*AO$9) + Q$9)","v":0},{"$f":" AP56 * ( (R$11*AP$9) + R$9)","v":0},{"$f":" AQ56 * ( (S$11*AQ$9) + S$9)","v":0},{"$f":" AR56 * ( (T$11*AR$9) + T$9)","v":0},{"$f":" AS56 * ( (U$11*AS$9) + U$9)","v":0},{"$f":" AT56 * ( (V$11*AT$9) + V$9)","v":0},{"$f":" AU56 * ( (W$11*AU$9) + W$9)","v":0},{"$f":" AV56 * ( (X$11*AV$9) + X$9)","v":0},{"$f":"SUM(AC69:AV69)","v":0},null,null,null,null,null,1,{"$f":" BD56 * ( (BD$11*BD$5) + BD$9)","v":0},0,{"$f":" BF56 * ( (BF$11*BF$5) + BF$9)","v":0},0,0,0,0,0,0,{"$f":" BM56 * ( (BM$11*BM$5) + BM$9)","v":0},0,0,0,0,0,0,0,0,0,0,{"$f":"SUM(BD69:BW69)","v":0},null,null,1,{"$f":" CB56 * ( (BD$11*CB$9) + BD$9)","v":0},{"$f":" CC56 * ( (BE$11*CC$9) + BE$9)","v":0},{"$f":" CD56 * ( (BF$11*CD$9) + BF$9)","v":0},{"$f":" CE56 * ( (BG$11*CE$9) + BG$9)","v":0},{"$f":" CF56 * ( (BH$11*CF$9) + BH$9)","v":0},{"$f":" CG56 * ( (BI$11*CG$9) + BI$9)","v":0},{"$f":" CH56 * ( (BJ$11*CH$9) + BJ$9)","v":0},{"$f":" CI56 * ( (BK$11*CI$9) + BK$9)","v":0},{"$f":" CJ56 * ( (BL$11*CJ$9) + BL$9)","v":0},{"$f":" CK56 * ( (BM$11*CK$9) + BM$9)","v":0},{"$f":" CL56 * ( (BN$11*CL$9) + BN$9)","v":0},{"$f":" CM56 * ( (BO$11*CM$9) + BO$9)","v":0},{"$f":" CN56 * ( (BP$11*CN$9) + BP$9)","v":0},{"$f":" CO56 * ( (BQ$11*CO$9) + BQ$9)","v":0},{"$f":" CP56 * ( (BR$11*CP$9) + BR$9)","v":0},{"$f":" CQ56 * ( (BS$11*CQ$9) + BS$9)","v":0},{"$f":" CR56 * ( (BT$11*CR$9) + BT$9)","v":0},{"$f":" CS56 * ( (BU$11*CS$9) + BU$9)","v":0},{"$f":" CT56 * ( (BV$11*CT$9) + BV$9)","v":0},{"$f":" CU56 * ( (BW$11*CU$9) + BW$9)","v":0},{"$f":"SUM(CB69:CU69)","v":0}]
[null,null,null,2,0,{"$f":" F57 * ( (F$11*F$5) + F$9)","v":0},0,0,0,0,0,0,0,{"$f":" N57 * ( (N$11*N$5) + N$9)","v":0},0,0,0,0,0,0,0,0,0,0,{"$f":"SUM(E70:X70)","v":0},null,null,2,0,0,0,0,0,0,0,0,0,0,0,0,0,0,0,0,0,0,0,0,0,null,null,null,null,null,2,0,0,{"$f":" BF57 * ( (BF$11*BF$5) + BF$9)","v":0},0,0,0,0,0,0,{"$f":" BM57 * ( (BM$11*BM$5) + BM$9)","v":0},0,0,0,0,0,0,0,0,0,0,{"$f":"SUM(BD70:BW70)","v":0},null,null,2,0,0,0,0,0,0,0,0,0,0,0,0,0,0,0,0,0,0,0,0,{"$f":"SUM(CB70:CU70)","v":0}]
[null,null,null,3,0,{"$f":" F58 * ( (F$11*F$5) + F$9)","v":0},0,0,0,0,0,0,0,{"$f":" N58 * ( (N$11*N$5) + N$9)","v":0},0,0,0,0,0,0,0,0,0,0,0,null,null,3,0,0,0,0,0,0,0,0,0,0,0,0,0,0,0,0,0,0,0,0,0,null,null,null,null,null,3,0,0,{"$f":" BF58 * ( (BF$11*BF$5) + BF$9)","v":0},0,0,0,0,0,0,{"$f":" BM58 * ( (BM$11*BM$5) + BM$9)","v":0},0,0,0,0,0,0,0,0,0,0,0,null,null,3,0,0,0,0,0,0,0,0,0,0,0,0,0,0,0,0,0,0,0,0,0]
[null,null,null,4,0,{"$f":" F59 * ( (F$11*F$5) + F$9)","v":0},0,0,0,0,0,0,0,{"$f":" N59 * ( (N$11*N$5) + N$9)","v":0},0,0,0,0,0,0,0,0,0,0,0,null,null,4,0,0,0,0,0,0,0,0,0,0,0,0,0,0,0,0,0,0,0,0,0,null,null,null,null,null,4,0,0,{"$f":" BF59 * ( (BF$11*BF$5) + BF$9)","v":0},0,0,0,0,0,0,{"$f":" BM59 * ( (BM$11*BM$5) + BM$9)","v":0},0,0,0,0,0,0,0,0,0,0,0,null,null,4,0,0,0,0,0,0,0,0,0,0,0,0,0,0,0,0,0,0,0,0,0]
[null,null,null,5,0,{"$f":" F60 * ( (F$11*F$5) + F$9)","v":0},0,0,0,0,0,0,0,{"$f":" N60 * ( (N$11*N$5) + N$9)","v":0},0,0,0,0,0,0,0,0,0,0,0,null,null,5,0,0,0,0,0,0,0,0,0,0,0,0,0,0,0,0,0,0,0,0,0,null,null,null,null,null,5,0,0,{"$f":" BF60 * ( (BF$11*BF$5) + BF$9)","v":0},0,0,0,0,0,0,{"$f":" BM60 * ( (BM$11*BM$5) + BM$9)","v":0},0,0,0,0,0,0,0,0,0,0,0,null,null,5,0,0,0,0,0,0,0,0,0,0,0,0,0,0,0,0,0,0,0,0,0]
[null,null,null,6,0,{"$f":" F61 * ( (F$11*F$5) + F$9)","v":0},0,0,0,0,0,0,0,{"$f":" N61 * ( (N$11*N$5) + N$9)","v":0},0,0,0,0,0,0,0,0,0,0,0,null,null,6,0,0,0,0,0,0,0,0,0,0,0,0,0,0,0,0,0,0,0,0,0,null,null,null,null,null,6,0,0,{"$f":" BF61 * ( (BF$11*BF$5) + BF$9)","v":0},0,0,0,0,0,0,{"$f":" BM61 * ( (BM$11*BM$5) + BM$9)","v":0},0,0,0,0,0,0,0,0,0,0,0,null,null,6,0,0,0,0,0,0,0,0,0,0,0,0,0,0,0,0,0,0,0,0,0]
[null,null,null,7,0,{"$f":" F62 * ( (F$11*F$5) + F$9)","v":0},0,0,0,0,0,0,0,{"$f":" N62 * ( (N$11*N$5) + N$9)","v":0},0,0,0,0,0,0,0,0,0,0,0,null,null,7,0,0,0,0,0,0,0,0,0,0,0,0,0,0,0,0,0,0,0,0,0,null,null,null,null,null,7,0,0,{"$f":" BF62 * ( (BF$11*BF$5) + BF$9)","v":0},0,0,0,0,0,0,{"$f":" BM62 * ( (BM$11*BM$5) + BM$9)","v":0},0,0,0,0,0,0,0,0,0,0,0,null,null,7,0,0,0,0,0,0,0,0,0,0,0,0,0,0,0,0,0,0,0,0,0]
[null,null,null,8,0,{"$f":" F63 * ( (F$11*F$5) + F$9)","v":0},0,0,0,0,0,0,0,{"$f":" N63 * ( (N$11*N$5) + N$9)","v":0},0,0,0,0,0,0,0,0,0,0,0,null,null,8,0,0,0,0,0,0,0,0,0,0,0,0,0,0,0,0,0,0,0,0,0,null,null,null,null,null,8,0,0,{"$f":" BF63 * ( (BF$11*BF$5) + BF$9)","v":0},0,0,0,0,0,0,{"$f":" BM63 * ( (BM$11*BM$5) + BM$9)","v":0},0,0,0,0,0,0,0,0,0,0,0,null,null,8,0,0,0,0,0,0,0,0,0,0,0,0,0,0,0,0,0,0,0,0,0]
[null,null,null,9,0,{"$f":" F64 * ( (F$11*F$5) + F$9)","v":0},0,0,0,0,0,0,0,{"$f":" N64 * ( (N$11*N$5) + N$9)","v":0},0,0,0,0,0,0,0,0,0,0,0,null,null,9,0,0,0,0,0,0,0,0,0,0,0,0,0,0,0,0,0,0,0,0,0,null,null,null,null,null,9,0,0,{"$f":" BF64 * ( (BF$11*BF$5) + BF$9)","v":0},0,0,0,0,0,0,{"$f":" BM64 * ( (BM$11*BM$5) + BM$9)","v":0},0,0,0,0,0,0,0,0,0,0,0,null,null,9,0,0,0,0,0,0,0,0,0,0,0,0,0,0,0,0,0,0,0,0,0]
[null,null,null,10,0,{"$f":" F65 * ( (F$11*F$5) + F$9)","v":0},0,0,0,0,0,0,0,{"$f":" N65 * ( (N$11*N$5) + N$9)","v":0},0,0,0,0,0,0,0,0,0,0,0,null,null,10,0,0,0,0,0,0,0,0,0,0,0,0,0,0,0,0,0,0,0,0,0,null,null,null,null,null,10,0,0,{"$f":" BF65 * ( (BF$11*BF$5) + BF$9)","v":0},0,0,0,0,0,0,{"$f":" BM65 * ( (BM$11*BM$5) + BM$9)","v":0},0,0,0,0,0,0,0,0,0,0,0,null,null,10,0,0,0,0,0,0,0,0,0,0,0,0,0,0,0,0,0,0,0,0,0]
[]
[null,null,"LED + Driver Maintenance","COST OF RELAMPING PER YEAR",null,null,null,null,null,null,null,null,null,null,null,null,null,null,null,null,null,null,null,null,null,null,"LED + Driver Maintenance","COST OF RELAMPING PER YEAR",null,null,null,null,null,null,null,null,null,null,null,null,null,null,null,null,null,null,null,null,null,null,null,null,null,"Lamp + Ballast Maintenance","COST OF RELAMPING PER YEAR",null,null,null,null,null,null,null,null,null,null,null,null,null,null,null,null,null,null,null,null,null,null,"Lamp + Ballast Maintenance","COST OF RELAMPING PER YEAR"]
[null,null,null,"↓Year ",1,2,3,4,5,6,7,8,9,10,11,12,13,14,15,16,17,18,19,20,"Total",null,null,"↓Year ",1,2,3,4,5,6,7,8,9,10,11,12,13,14,15,16,17,18,19,20,"Total",null,null,null,null,null,"↓Year ",1,2,3,4,5,6,7,8,9,10,11,12,13,14,15,16,17,18,19,20,"Total",null,null,"↓Year ",1,2,3,4,5,6,7,8,9,10,11,12,13,14,15,16,17,18,19,20,"Total"]
[null,null,null,1,{"$f":"E69+E42","v":0},{"$f":"F69+F42","v":0},0,0,0,0,0,0,0,{"$f":"N69+N42","v":0},0,0,0,0,0,0,0,0,0,0,{"$f":"Y69+Y42","v":0},null,null,1,{"$f":"AC69+AC42","v":0},{"$f":"AD69+AD42","v":0},0,0,0,0,0,0,0,{"$f":"AL69+AL42","v":0},0,0,0,0,0,0,0,0,0,0,{"$f":"AW69+AW42","v":0},null,null,null,null,null,1,{"$f":"BD69+BD42","v":0},0,{"$f":"BF69+BF42","v":0},0,0,0,0,0,0,{"$f":"BM69+BM42","v":0},0,0,0,0,0,0,0,0,0,0,{"$f":"BX69+BX42","v":0},null,null,1,{"$f":"CB69+CB42","v":0},0,{"$f":"CD69+CD42","v":0},0,0,0,0,0,0,{"$f":"CK69+CK42","v":0},0,0,0,0,0,0,0,0,0,0,{"$f":"CV69+CV42","v":0}]
[null,null,null,2,0,{"$f":"F70+F43","v":0},0,0,0,0,0,0,0,{"$f":"N70+N43","v":0},0,0,0,0,0,0,0,0,0,0,0,null,null,2,0,{"$f":"AD70+AD43","v":0},0,0,0,0,0,0,0,{"$f":"AL70+AL43","v":0},0,0,0,0,0,0,0,0,0,0,0,null,null,null,null,null,2,0,0,{"$f":"BF70+BF43","v":0},0,0,0,0,0,0,{"$f":"BM70+BM43","v":0},0,0,0,0,0,0,0,0,0,0,0,null,null,2,0,0,{"$f":"CD70+CD43","v":0},0,0,0,0,0,0,{"$f":"CK70+CK43","v":0},0,0,0,0,0,0,0,0,0,0,0]
[null,null,null,3,0,{"$f":"F71+F44","v":0},0,0,0,0,0,0,0,{"$f":"N71+N44","v":0},0,0,0,0,0,0,0,0,0,0,0,null,null,3,0,{"$f":"AD71+AD44","v":0},0,0,0,0,0,0,0,{"$f":"AL71+AL44","v":0},0,0,0,0,0,0,0,0,0,0,0,null,null,null,null,null,3,0,0,{"$f":"BF71+BF44","v":0},0,0,0,0,0,0,{"$f":"BM71+BM44","v":0},0,0,0,0,0,0,0,0,0,0,0,null,null,3,0,0,{"$f":"CD71+CD44","v":0},0,0,0,0,0,0,{"$f":"CK71+CK44","v":0},0,0,0,0,0,0,0,0,0,0,0]
[null,null,null,4,0,{"$f":"F72+F45","v":0},0,0,0,0,0,0,0,{"$f":"N72+N45","v":0},0,0,0,0,0,0,0,0,0,0,0,null,null,4,0,{"$f":"AD72+AD45","v":0},0,0,0,0,0,0,0,{"$f":"AL72+AL45","v":0},0,0,0,0,0,0,0,0,0,0,0,null,null,null,null,null,4,0,0,{"$f":"BF72+BF45","v":0},0,0,0,0,0,0,{"$f":"BM72+BM45","v":0},0,0,0,0,0,0,0,0,0,0,0,null,null,4,0,0,{"$f":"CD72+CD45","v":0},0,0,0,0,0,0,{"$f":"CK72+CK45","v":0},0,0,0,0,0,0,0,0,0,0,0]
[null,null,null,5,0,{"$f":"F73+F46","v":0},0,0,0,0,0,0,0,{"$f":"N73+N46","v":0},0,0,0,0,0,0,0,0,0,0,0,null,null,5,0,{"$f":"AD73+AD46","v":0},0,0,0,0,0,0,0,{"$f":"AL73+AL46","v":0},0,0,0,0,0,0,0,0,0,0,0,null,null,null,null,null,5,0,0,{"$f":"BF73+BF46","v":0},0,0,0,0,0,0,{"$f":"BM73+BM46","v":0},0,0,0,0,0,0,0,0,0,0,0,null,null,5,0,0,{"$f":"CD73+CD46","v":0},0,0,0,0,0,0,{"$f":"CK73+CK46","v":0},0,0,0,0,0,0,0,0,0,0,0]
[null,null,null,6,0,{"$f":"F74+F47","v":0},0,0,0,0,0,0,0,{"$f":"N74+N47","v":0},0,0,0,0,0,0,0,0,0,0,0,null,null,6,0,{"$f":"AD74+AD47","v":0},0,0,0,0,0,0,0,{"$f":"AL74+AL47","v":0},0,0,0,0,0,0,0,0,0,0,0,null,null,null,null,null,6,0,0,{"$f":"BF74+BF47","v":0},0,0,0,0,0,0,{"$f":"BM74+BM47","v":0},0,0,0,0,0,0,0,0,0,0,0,null,null,6,0,0,{"$f":"CD74+CD47","v":0},0,0,0,0,0,0,{"$f":"CK74+CK47","v":0},0,0,0,0,0,0,0,0,0,0,0]
[null,null,null,7,0,{"$f":"F75+F48","v":0},0,0,0,0,0,0,0,{"$f":"N75+N48","v":0},0,0,0,0,0,0,0,0,0,0,0,null,null,7,0,{"$f":"AD75+AD48","v":0},0,0,0,0,0,0,0,{"$f":"AL75+AL48","v":0},0,0,0,0,0,0,0,0,0,0,0,null,null,null,null,null,7,0,0,{"$f":"BF75+BF48","v":0},0,0,0,0,0,0,{"$f":"BM75+BM48","v":0},0,0,0,0,0,0,0,0,0,0,0,null,null,7,0,0,{"$f":"CD75+CD48","v":0},0,0,0,0,0,0,{"$f":"CK75+CK48","v":0},0,0,0,0,0,0,0,0,0,0,0]
[null,null,null,8,0,{"$f":"F76+F49","v":0},0,0,0,0,0,0,0,{"$f":"N76+N49","v":0},0,0,0,0,0,0,0,0,0,0,0,null,null,8,0,{"$f":"AD76+AD49","v":0},0,0,0,0,0,0,0,{"$f":"AL76+AL49","v":0},0,0,0,0,0,0,0,0,0,0,0,null,null,null,null,null,8,0,0,{"$f":"BF76+BF49","v":0},0,0,0,0,0,0,{"$f":"BM76+BM49","v":0},0,0,0,0,0,0,0,0,0,0,0,null,null,8,0,0,{"$f":"CD76+CD49","v":0},0,0,0,0,0,0,{"$f":"CK76+CK49","v":0},0,0,0,0,0,0,0,0,0,0,0]
[null,null,null,9,0,{"$f":"F77+F50","v":0},0,0,0,0,0,0,0,{"$f":"N77+N50","v":0},0,0,0,0,0,0,0,0,0,0,0,null,null,9,0,{"$f":"AD77+AD50","v":0},0,0,0,0,0,0,0,{"$f":"AL77+AL50","v":0},0,0,0,0,0,0,0,0,0,0,0,null,null,null,null,null,9,0,0,{"$f":"BF77+BF50","v":0},0,0,0,0,0,0,{"$f":"BM77+BM50","v":0},0,0,0,0,0,0,0,0,0,0,0,null,null,9,0,0,{"$f":"CD77+CD50","v":0},0,0,0,0,0,0,{"$f":"CK77+CK50","v":0},0,0,0,0,0,0,0,0,0,0,0]
[null,null,null,10,0,{"$f":"F78+F51","v":0},0,0,0,0,0,0,0,{"$f":"N78+N51","v":0},0,0,0,0,0,0,0,0,0,0,0,null,null,10,0,{"$f":"AD78+AD51","v":0},0,0,0,0,0,0,0,{"$f":"AL78+AL51","v":0},0,0,0,0,0,0,0,0,0,0,0,null,null,null,null,null,10,0,0,{"$f":"BF78+BF51","v":0},0,0,0,0,0,0,{"$f":"BM78+BM51","v":0},0,0,0,0,0,0,0,0,0,0,0,null,null,10,0,0,{"$f":"CD78+CD51","v":0},0,0,0,0,0,0,{"$f":"CK78+CK51","v":0},0,0,0,0,0,0,0,0,0,0,0]
[null,null,null,"Total",{"$f":"SUM(E82:E91)","v":0},{"$f":"SUM(F82:F91)","v":0},0,0,0,0,0,0,0,{"$f":"SUM(N82:N91)","v":0},0,0,0,0,0,0,0,0,0,0,{"$f":"SUM(Y82:Y91)","v":0},null,null,"Total",{"$f":"SUM(AC82:AC91)","v":0},{"$f":"SUM(AD82:AD91)","v":0},0,0,0,0,0,0,0,{"$f":"SUM(AL82:AL91)","v":0},0,0,0,0,0,0,0,0,0,0,{"$f":"SUM(AW82:AW91)","v":0},null,null,null,null,null,"Total",{"$f":"SUM(BD82:BD91)","v":0},{"$f":"SUM(BE82:BE91)","v":0},{"$f":"SUM(BF82:BF91)","v":0},0,0,0,0,0,0,{"$f":"SUM(BM82:BM91)","v":0},0,0,0,0,0,0,0,0,0,0,{"$f":"SUM(BX82:BX91)","v":0},null,null,"Total",{"$f":"SUM(CB82:CB91)","v":0},{"$f":"SUM(CC82:CC91)","v":0},{"$f":"SUM(CD82:CD91)","v":0},0,0,0,0,0,0,{"$f":"SUM(CK82:CK91)","v":0},0,0,0,0,0,0,0,0,0,0,{"$f":"SUM(CV82:CV91)","v":0}]
[]
[null,null,"LED + Driver Maintenance","LED+Driver Maintenance (FINAL)",null,null,null,null,null,null,null,null,null,null,null,null,null,null,null,null,null,null,null,null,null,null,null,null,null,null,null,null,null,null,null,null,null,null,null,null,null,null,null,null,null,null,null,null,null,null,null,null,null,"Lamp + Ballast Maintenance","Lamp+Ballast Maintenance (FINAL)"]
[null,null,null,"↓Year ",{"$f":"'CALCULATOR INPUT SHEET'!E71","v":"GROUP"},{"$f":"'CALCULATOR INPUT SHEET'!F71","v":"GROUP"},{"$f":"'CALCULATOR INPUT SHEET'!G71","v":"GROUP"},{"$f":"'CALCULATOR INPUT SHEET'!H71","v":"GROUP"},{"$f":"'CALCULATOR INPUT SHEET'!I71","v":"GROUP"},{"$f":"'CALCULATOR INPUT SHEET'!J71","v":"GROUP"},{"$f":"'CALCULATOR INPUT SHEET'!K71","v":"GROUP"},{"$f":"'CALCULATOR INPUT SHEET'!L71","v":"GROUP"},{"$f":"'CALCULATOR INPUT SHEET'!M71","v":"GROUP"},{"$f":"'CALCULATOR INPUT SHEET'!N71","v":"GROUP"},{"$f":"'CALCULATOR INPUT SHEET'!O71","v":"GROUP"},{"$f":"'CALCULATOR INPUT SHEET'!P71","v":"GROUP"},{"$f":"'CALCULATOR INPUT SHEET'!Q71","v":"GROUP"},{"$f":"'CALCULATOR INPUT SHEET'!R71","v":"GROUP"},{"$f":"'CALCULATOR INPUT SHEET'!S71","v":"GROUP"},{"$f":"'CALCULATOR INPUT SHEET'!T71","v":"GROUP"},{"$f":"'CALCULATOR INPUT SHEET'!U71","v":"GROUP"},{"$f":"'CALCULATOR INPUT SHEET'!V71","v":"GROUP"},{"$f":"'CALCULATOR INPUT SHEET'!W71","v":"GROUP"},{"$f":"'CALCULATOR INPUT SHEET'!X71","v":"GROUP"},"Total",null,null,null,null,null,null,null,null,null,null,null,null,null,null,null,null,null,null,null,null,null,null,null,null,null,null,null,null,null,"↓Year ",{"$f":"'CALCULATOR INPUT SHEET'!Z71","v":"GROUP"},{"$f":"'CALCULATOR INPUT SHEET'!AA71","v":"GROUP"},{"$f":"'CALCULATOR INPUT SHEET'!AB71","v":"GROUP"},{"$f":"'CALCULATOR INPUT SHEET'!AC71","v":"GROUP"},{"$f":"'CALCULATOR INPUT SHEET'!AD71","v":"GROUP"},{"$f":"'CALCULATOR INPUT SHEET'!AE71","v":"GROUP"},{"$f":"'CALCULATOR INPUT SHEET'!AF71","v":"GROUP"},{"$f":"'CALCULATOR INPUT SHEET'!AG71","v":"GROUP"},{"$f":"'CALCULATOR INPUT SHEET'!AH71","v":"GROUP"},{"$f":"'CALCULATOR INPUT SHEET'!AI71","v":"GROUP"},{"$f":"'CALCULATOR INPUT SHEET'!AJ71","v":"GROUP"},{"$f":"'CALCULATOR INPUT SHEET'!AK71","v":"GROUP"},{"$f":"'CALCULATOR INPUT SHEET'!AL71","v":"GROUP"},{"$f":"'CALCULATOR INPUT SHEET'!AM71","v":"GROUP"},{"$f":"'CALCULATOR INPUT SHEET'!AN71","v":"GROUP"},{"$f":"'CALCULATOR INPUT SHEET'!AO71","v":"GROUP"},{"$f":"'CALCULATOR INPUT SHEET'!AP71","v":"GROUP"},{"$f":"'CALCULATOR INPUT SHEET'!AQ71","v":"GROUP"},{"$f":"'CALCULATOR INPUT SHEET'!AR71","v":"GROUP"},{"$f":"'CALCULATOR INPUT SHEET'!AS71","v":"GROUP"},"Total"]
[null,null,null,1,{"$f":"IF(E$95=\"GROUP\",E82,AC82)","v":0},0,0,0,0,0,0,0,0,{"$f":"IF(N$95=\"GROUP\",N82,AL82)","v":0},0,0,0,0,0,0,0,0,0,0,{"$f":"SUM(E96:X96)","v":0},null,null,null,null,null,null,null,null,null,null,null,null,null,null,null,null,null,null,null,null,null,null,null,null,null,null,null,null,null,1,{"$f":"IF(BD$95=\"GROUP\",BD82,CB82)","v":0},0,0,0,0,0,0,0,0,{"$f":"IF(BM$95=\"GROUP\",BM82,CK82)","v":0},0,0,0,0,0,0,0,0,0,0,{"$f":"SUM(BD96:BW96)","v":0}]
[null,null,null,2,{"$f":"IF(E$95=\"GROUP\",E83,AC83)","v":0},{"$f":"IF(F$95=\"GROUP\",F83,AD83)","v":0},{"$f":"IF(G$95=\"GROUP\",G83,AE83)","v":0},{"$f":"IF(H$95=\"GROUP\",H83,AF83)","v":0},{"$f":"IF(I$95=\"GROUP\",I83,AG83)","v":0},{"$f":"IF(J$95=\"GROUP\",J83,AH83)","v":0},{"$f":"IF(K$95=\"GROUP\",K83,AI83)","v":0},{"$f":"IF(L$95=\"GROUP\",L83,AJ83)","v":0},{"$f":"IF(M$95=\"GROUP\",M83,AK83)","v":0},{"$f":"IF(N$95=\"GROUP\",N83,AL83)","v":0},0,0,0,0,0,0,0,0,0,0,{"$f":"SUM(E97:X97)","v":0},null,null,null,null,null,null,null,null,null,null,null,null,null,null,null,null,null,null,null,null,null,null,null,null,null,null,null,null,null,2,{"$f":"IF(BD$95=\"GROUP\",BD83,CB83)","v":0},{"$f":"IF(BE$95=\"GROUP\",BE83,CC83)","v":0},{"$f":"IF(BF$95=\"GROUP\",BF83,CD83)","v":0},{"$f":"IF(BG$95=\"GROUP\",BG83,CE83)","v":0},{"$f":"IF(BH$95=\"GROUP\",BH83,CF83)","v":0},{"$f":"IF(BI$95=\"GROUP\",BI83,CG83)","v":0},{"$f":"IF(BJ$95=\"GROUP\",BJ83,CH83)","v":0},{"$f":"IF(BK$95=\"GROUP\",BK83,CI83)","v":0},{"$f":"IF(BL$95=\"GROUP\",BL83,CJ83)","v":0},{"$f":"IF(BM$95=\"GROUP\",BM83,CK83)","v":0},0,0,0,0,0,0,0,0,0,0,{"$f":"SUM(BD97:BW97)","v":0}]
[null,null,null,3,0,0,0,0,0,0,0,0,0,{"$f":"IF(N$95=\"GROUP\",N84,AL84)","v":0},0,0,0,0,0,0,0,0,{"$f":"IF(W$95=\"GROUP\",W84,AU84)","v":0},0,0,null,null,null,null,null,null,null,null,null,null,null,null,null,null,null,null,null,null,null,null,null,null,null,null,null,null,null,null,null,3,0,0,0,0,0,0,0,0,0,{"$f":"IF(BM$95=\"GROUP\",BM84,CK84)","v":0},0,0,0,0,0,0,0,0,0,0,0]
[null,null,null,4,0,0,0,0,0,0,0,0,0,{"$f":"IF(N$95=\"GROUP\",N85,AL85)","v":0},0,0,0,0,0,0,0,0,0,0,0,null,null,null,null,null,null,null,null,null,null,null,null,null,null,null,null,null,null,null,null,null,null,null,null,null,null,null,null,null,4,0,0,0,0,0,0,0,0,0,{"$f":"IF(BM$95=\"GROUP\",BM85,CK85)","v":0},0,0,0,0,0,0,0,0,0,0,0]
[null,null,null,5,0,0,0,0,0,0,0,0,0,{"$f":"IF(N$95=\"GROUP\",N86,AL86)","v":0},0,0,0,0,0,0,0,0,0,0,0,null,null,null,null,null,null,null,null,null,null,null,null,null,null,null,null,null,null,null,null,null,null,null,null,null,null,null,null,null,5,0,0,0,0,0,0,0,0,0,{"$f":"IF(BM$95=\"GROUP\",BM86,CK86)","v":0},0,0,0,0,0,0,0,0,0,{"$f":"IF(BW$95=\"GROUP\",BW86,CU86)","v":0},0]
[null,null,null,6,0,0,0,0,0,0,0,0,0,{"$f":"IF(N$95=\"GROUP\",N87,AL87)","v":0},0,0,0,0,0,0,0,0,0,0,0,null,null,null,null,null,null,null,null,null,null,null,null,null,null,null,null,null,null,null,null,null,null,null,null,null,null,null,null,null,6,0,0,0,0,0,0,0,0,0,{"$f":"IF(BM$95=\"GROUP\",BM87,CK87)","v":0},0,0,0,0,0,0,0,0,0,0,0]
[null,null,null,7,0,0,0,0,0,0,0,0,0,{"$f":"IF(N$95=\"GROUP\",N88,AL88)","v":0},0,0,0,0,0,0,0,0,0,0,0,null,null,null,null,null,null,null,null,null,null,null,null,null,null,null,null,null,null,null,null,null,null,null,null,null,null,null,null,null,7,0,0,0,0,0,0,0,0,0,{"$f":"IF(BM$95=\"GROUP\",BM88,CK88)","v":0},0,0,0,0,0,0,0,0,0,0,0]
[null,null,null,8,0,0,0,0,0,0,0,0,0,{"$f":"IF(N$95=\"GROUP\",N89,AL89)","v":0},0,0,0,0,0,0,0,0,0,0,0,null,null,null,null,null,null,null,null,null,null,null,null,null,null,null,null,null,null,null,null,null,null,null,null,null,null,null,null,null,8,0,0,0,0,0,0,0,0,0,{"$f":"IF(BM$95=\"GROUP\",BM89,CK89)","v":0},0,0,0,0,0,0,0,0,0,0,0]
[null,null,null,9,0,0,0,0,0,0,0,0,0,{"$f":"IF(N$95=\"GROUP\",N90,AL90)","v":0},0,0,0,0,0,0,0,0,0,0,0,null,null,null,null,null,null,null,null,null,null,null,null,null,null,null,null,null,null,null,null,null,null,null,null,null,null,null,null,null,9,0,0,0,0,0,0,0,0,0,{"$f":"IF(BM$95=\"GROUP\",BM90,CK90)","v":0},0,0,0,0,0,0,0,0,0,0,0]
[null,null,null,10,0,0,0,0,0,0,0,0,0,{"$f":"IF(N$95=\"GROUP\",N91,AL91)","v":0},0,0,0,0,0,0,0,0,0,0,0,null,null,null,null,null,null,null,null,null,null,null,null,null,null,null,null,null,null,null,null,null,null,null,null,null,null,null,null,null,10,0,0,0,0,0,0,0,0,0,{"$f":"IF(BM$95=\"GROUP\",BM91,CK91)","v":0},0,0,0,0,0,0,0,0,0,0,0]
[null,null,null,"Total",{"$f":"SUM(E96:E105)","v":0},{"$f":"SUM(F96:F105)","v":0},0,0,0,0,0,0,0,{"$f":"SUM(N96:N105)","v":0},0,0,0,0,0,0,0,0,0,0,{"$f":"SUM(Y96:Y105)","v":0},null,"<-- This table is neede b/c you can pick a combination of SPOT and GROUP relamping for each comparison",null,null,null,null,null,null,null,null,null,null,null,null,null,null,null,null,null,null,null,null,null,null,null,null,null,null,null,"Total",{"$f":"SUM(BD96:BD105)","v":0},{"$f":"SUM(BE96:BE105)","v":0},0,0,0,0,0,0,0,{"$f":"SUM(BM96:BM105)","v":0},0,0,0,0,0,0,0,0,0,0,{"$f":"SUM(BX96:BX105)","v":0},null,"<-- This table is neede b/c you can pick a combination of SPOT and GROUP relamping for each comparison"]
[null,null,null,"Average",{"$f":"AVERAGE(E96:E105)","v":0},{"$f":"AVERAGE(F96:F105)","v":0},0,0,0,0,0,0,0,{"$f":"AVERAGE(N96:N105)","v":0},0,0,0,0,0,0,0,0,0,0,{"$f":"AVERAGE(Y96:Y105)","v":0},"← Annual operating cost LED maintenance",null,null,null,null,null,null,null,null,null,null,null,null,null,null,null,null,null,null,null,null,null,null,null,null,null,null,null,null,"Average",{"$f":"AVERAGE(BD96:BD105)","v":0},{"$f":"AVERAGE(BE96:BE105)","v":0},0,0,0,0,0,0,0,{"$f":"AVERAGE(BM96:BM105)","v":0},0,0,0,0,0,0,0,0,0,0,{"$f":"AVERAGE(BX96:BX105)","v":0},"← Annual Operating cost lamp maintenance"]
[]
[null,null,null,null,null,null,null,null,null,null,null,null,null,null,null,null,null,null,null,null,null,null,null,null,null,null,"Conparative Initial Investment:"]
[null,null,null,"↓Year ","kWh rate\n($/kWh)","LED System Energy Cost","Traditional System Energy Cost","Annual Energy Cost Savings","LED Maintenance + Energy Costs","Traditional Maintenance + Energy Costs",0,{"$f":"SUM('CALCULATOR INPUT SHEET'!Z90:AS90) - SUM('CALCULATOR INPUT SHEET'!E90:X90)","v":0},{"$f":"L110","v":0}]
[null,null,null,1,{"$f":"'CALCULATOR INPUT SHEET'!E13","v":0.08},{"$f":"SUM('CALCULATOR INPUT SHEET'!$E$45:$X$45) * $E111","v":0},{"$f":"SUM('CALCULATOR INPUT SHEET'!$Z$45:$AS$45) * $E111","v":0},{"$f":"G111-F111","v":0},{"$f":"Y96+F111","v":0},{"$f":"BX96+G111","v":0},1,{"$f":"$J$123","v":0},{"$f":"M110+L111","v":0}]
[null,null,null,2,{"$f":"E111+(E111*'CALCULATOR INPUT SHEET'!$E$15)","v":8.0799999999999997E-2},{"$f":"SUM('CALCULATOR INPUT SHEET'!$E$45:$X$45) * $E112","v":0},{"$f":"SUM('CALCULATOR INPUT SHEET'!$Z$45:$AS$45) * $E112","v":0},{"$f":"G112-F112","v":0},0,0,2,{"$f":"$J$123","v":0},{"$f":"M111+L112","v":0}]
[null,null,null,3,{"$f":"E112+(E112*'CALCULATOR INPUT SHEET'!$E$15)","v":8.1608E-2},{"$f":"SUM('CALCULATOR INPUT SHEET'!$E$45:$X$45) * $E113","v":0},{"$f":"SUM('CALCULATOR INPUT SHEET'!$Z$45:$AS$45) * $E113","v":0},0,0,0,3,0,0]
[null,null,null,4,{"$f":"E113+(E113*'CALCULATOR INPUT SHEET'!$E$15)","v":8.2424079999999997E-2},{"$f":"SUM('CALCULATOR INPUT SHEET'!$E$45:$X$45) * $E114","v":0},{"$f":"SUM('CALCULATOR INPUT SHEET'!$Z$45:$AS$45) * $E114","v":0},0,0,0,4,0,0]
[null,null,null,5,{"$f":"E114+(E114*'CALCULATOR INPUT SHEET'!$E$15)","v":8.3248320799999997E-2},{"$f":"SUM('CALCULATOR INPUT SHEET'!$E$45:$X$45) * $E115","v":0},{"$f":"SUM('CALCULATOR INPUT SHEET'!$Z$45:$AS$45) * $E115","v":0},0,0,0,5,0,0]
[null,null,null,6,{"$f":"E115+(E115*'CALCULATOR INPUT SHEET'!$E$15)","v":8.4080804007999999E-2},{"$f":"SUM('CALCULATOR INPUT SHEET'!$E$45:$X$45) * $E116","v":0},{"$f":"SUM('CALCULATOR INPUT SHEET'!$Z$45:$AS$45) * $E116","v":0},0,0,0,6,0,0]
[null,null,null,7,{"$f":"E116+(E116*'CALCULATOR INPUT SHEET'!$E$15)","v":8.4921612048079992E-2},{"$f":"SUM('CALCULATOR INPUT SHEET'!$E$45:$X$45) * $E117","v":0},{"$f":"SUM('CALCULATOR INPUT SHEET'!$Z$45:$AS$45) * $E117","v":0},0,0,0,7,0,0]
[null,null,null,8,{"$f":"E117+(E117*'CALCULATOR INPUT SHEET'!$E$15)","v":8.5770828168560798E-2},{"$f":"SUM('CALCULATOR INPUT SHEET'!$E$45:$X$45) * $E118","v":0},{"$f":"SUM('CALCULATOR INPUT SHEET'!$Z$45:$AS$45) * $E118","v":0},0,0,0,8,0,0]
[null,null,null,9,{"$f":"E118+(E118*'CALCULATOR INPUT SHEET'!$E$15)","v":8.6628536450246402E-2},{"$f":"SUM('CALCULATOR INPUT SHEET'!$E$45:$X$45) * $E119","v":0},{"$f":"SUM('CALCULATOR INPUT SHEET'!$Z$45:$AS$45) * $E119","v":0},0,0,0,9,0,0]
[null,null,null,10,{"$f":"E119+(E119*'CALCULATOR INPUT SHEET'!$E$15)","v":8.7494821814748866E-2},{"$f":"SUM('CALCULATOR INPUT SHEET'!$E$45:$X$45) * $E120","v":0},{"$f":"SUM('CALCULATOR INPUT SHEET'!$Z$45:$AS$45) * $E120","v":0},0,0,0,10,0,0,"← 10 Year Cash Flow (Energy + Maintenance)"]
[null,null,null,"Total",null,{"$f":"SUM(F111:F120)","v":0},{"$f":"SUM(G111:G120)","v":0},{"$f":"SUM(H111:H120)","v":0},{"$f":"SUM(I111:I120)","v":0},{"$f":"SUM(J111:J120)","v":0}]
[null,null,null,"Average",{"$f":"AVERAGE(E111:E120)","v":8.3697700328963592E-2},0,0,0,{"$f":"AVERAGE(I111:I120)","v":0},0]
[null,null,null,null,null,null,null,null,"Annual Combined Savings = ",{"$f":"J122-I122","v":0}]
[]
[]
[null,null,null,"Annual Energy Costs"]
[null,null,null,null,1,2,3,4,5,6,7,8,9,10,11,12,13,14,15,16,17,18,19,20,"Total"]
[null,null,null,"LED",{"$f":"'CALCULATOR INPUT SHEET'!E45*$E$122","v":0},{"$f":"'CALCULATOR INPUT SHEET'!F45*$E$122","v":0},{"$f":"'CALCULATOR INPUT SHEET'!G45*$E$122","v":0},{"$f":"'CALCULATOR INPUT SHEET'!H45*$E$122","v":0},{"$f":"'CALCULATOR INPUT SHEET'!I45*$E$122","v":0},{"$f":"'CALCULATOR INPUT SHEET'!J45*$E$122","v":0},{"$f":"'CALCULATOR INPUT SHEET'!K45*$E$122","v":0},{"$f":"'CALCULATOR INPUT SHEET'!L45*$E$122","v":0},{"$f":"'CALCULATOR INPUT SHEET'!M45*$E$122","v":0},{"$f":"'CALCULATOR INPUT SHEET'!N45*$E$122","v":0},{"$f":"'CALCULATOR INPUT SHEET'!O45*$E$122","v":0},{"$f":"'CALCULATOR INPUT SHEET'!P45*$E$122","v":0},{"$f":"'CALCULATOR INPUT SHEET'!Q45*$E$122","v":0},{"$f":"'CALCULATOR INPUT SHEET'!R45*$E$122","v":0},{"$f":"'CALCULATOR INPUT SHEET'!S45*$E$122","v":0},{"$f":"'CALCULATOR INPUT SHEET'!T45*$E$122","v":0},{"$f":"'CALCULATOR INPUT SHEET'!U45*$E$122","v":0},{"$f":"'CALCULATOR INPUT SHEET'!V45*$E$122","v":0},{"$f":"'CALCULATOR INPUT SHEET'!W45*$E$122","v":0},{"$f":"'CALCULATOR INPUT SHEET'!X45*$E$122","v":0},{"$f":"SUM(E128:X128)","v":0}]
[null,null,null,"Traditional",{"$f":"'CALCULATOR INPUT SHEET'!Z45*$E$122","v":0},{"$f":"'CALCULATOR INPUT SHEET'!AA45*$E$122","v":0},{"$f":"'CALCULATOR INPUT SHEET'!AB45*$E$122","v":0},{"$f":"'CALCULATOR INPUT SHEET'!AC45*$E$122","v":0},{"$f":"'CALCULATOR INPUT SHEET'!AD45*$E$122","v":0},{"$f":"'CALCULATOR INPUT SHEET'!AE45*$E$122","v":0},{"$f":"'CALCULATOR INPUT SHEET'!AF45*$E$122","v":0},{"$f":"'CALCULATOR INPUT SHEET'!AG45*$E$122","v":0},{"$f":"'CALCULATOR INPUT SHEET'!AH45*$E$122","v":0},{"$f":"'CALCULATOR INPUT SHEET'!AI45*$E$122","v":0},{"$f":"'CALCULATOR INPUT SHEET'!AJ45*$E$122","v":0},{"$f":"'CALCULATOR INPUT SHEET'!AK45*$E$122","v":0},{"$f":"'CALCULATOR INPUT SHEET'!AL45*$E$122","v":0},{"$f":"'CALCULATOR INPUT SHEET'!AM45*$E$122","v":0},{"$f":"'CALCULATOR INPUT SHEET'!AN45*$E$122","v":0},{"$f":"'CALCULATOR INPUT SHEET'!AO45*$E$122","v":0},{"$f":"'CALCULATOR INPUT SHEET'!AP45*$E$122","v":0},{"$f":"'CALCULATOR INPUT SHEET'!AQ45*$E$122","v":0},{"$f":"'CALCULATOR INPUT SHEET'!AR45*$E$122","v":0},{"$f":"'CALCULATOR INPUT SHEET'!AS45*$E$122","v":0},{"$f":"SUM(E129:X129)","v":0}]

{"sheet":"SPOT vs. Group","index":6,"n_rows":111,"n_cols":18,"rows_kept":111,"cut":false,"hidden":true,"merged":[[1,1,1,7],[1,9,1,15]]}
[]
[null,"Traditional Lamps - Spot",null,null,null,null,null,null,null,"Traditional Lamps - Group"]
[null,"Spot relamping takes place at 25% mortality of the application.",null,null,null,null,null,null,null,"Group relamping takes place at 60% of the rated life of the lamps.",null,null,null,null,null,null,null,"Spot benefits = minimizes the number of fixtures you have to relamp over 10 year period."]
[null,null,null,null,null,null,null,null,null,null,null,null,null,null,null,null,null,"Spot cons = more trips to the site (more incurred site fees)"]
[null,"From Input Sheet:"]
[null,"Fixture Quantity",{"$f":"'CALCULATOR INPUT SHEET'!Z26","v":0},null,null,null,null,null,null,null,null,null,null,null,null,null,null,"Group benefits = minimizes trips to the site (less incurred site fees)"]
[null,"Relamp Quantity",{"$f":"0.25*C6","v":0},null,null,null,null,null,null,null,null,null,null,null,null,null,null,"Group cons = more fixtures relamped over 10 year period."]
[null,"Site Fee",{"$f":"'CALCULATOR INPUT SHEET'!Z72","v":0}]
[null,"Lamp Cost",{"$f":"'CALCULATOR INPUT SHEET'!Z73","v":0}]
[null,"Labor Cost",{"$f":"'CALCULATOR INPUT SHEET'!Z74","v":0}]
[null,"Recycle Cost",{"$f":"'CALCULATOR INPUT SHEET'!Z75","v":0}]
[]
[null,"Output:",null,null,null,null,null,null,null,"Output:"]
[null,null,"Number of Relampings",null,null,null,null,null,null,null,"Number of Relampings"]
[null,"Year",1,2,3,4,5,"Total",null,"Year",1,2,3,4,5,"Total"]
[null,1,{"$f":"'Spot LAMPS'!M5","v":0},null,null,null,null,{"$f":"SUM(C16:G16)","v":0},null,1,{"$f":"'CALCULATOR INPUT SHEET'!#REF!","v":{"$error":"#REF!"}},null,null,null,null,{"$f":"SUM(K16:O16)","v":{"$error":"#REF!"}}]
[null,2,{"$f":"'Spot LAMPS'!M6","v":0},null,null,null,null,{"$f":"SUM(C17:G17)","v":0},null,2,{"$f":"'CALCULATOR INPUT SHEET'!#REF!","v":{"$error":"#REF!"}},null,null,null,null,{"$f":"SUM(K17:O17)","v":{"$error":"#REF!"}}]
[null,3,{"$f":"'Spot LAMPS'!M7","v":0},null,null,null,null,0,null,3,{"$f":"'CALCULATOR INPUT SHEET'!#REF!","v":{"$error":"#REF!"}},null,null,null,null,{"$error":"#REF!"}]
[null,4,{"$f":"'Spot LAMPS'!M8","v":0},null,null,null,null,0,null,4,{"$f":"'CALCULATOR INPUT SHEET'!#REF!","v":{"$error":"#REF!"}},null,null,null,null,{"$error":"#REF!"}]
[null,5,{"$f":"'Spot LAMPS'!M9","v":0},null,null,null,null,0,null,5,{"$f":"'CALCULATOR INPUT SHEET'!#REF!","v":{"$error":"#REF!"}},null,null,null,null,{"$error":"#REF!"}]
[null,6,{"$f":"'Spot LAMPS'!M10","v":0},null,null,null,null,0,null,6,{"$f":"'CALCULATOR INPUT SHEET'!#REF!","v":{"$error":"#REF!"}},null,null,null,null,{"$error":"#REF!"}]
[null,7,{"$f":"'Spot LAMPS'!M11","v":0},null,null,null,null,0,null,7,{"$f":"'CALCULATOR INPUT SHEET'!#REF!","v":{"$error":"#REF!"}},null,null,null,null,{"$error":"#REF!"}]
[null,8,{"$f":"'Spot LAMPS'!M12","v":0},null,null,null,null,0,null,8,{"$f":"'CALCULATOR INPUT SHEET'!#REF!","v":{"$error":"#REF!"}},null,null,null,null,{"$error":"#REF!"}]
[null,9,{"$f":"'Spot LAMPS'!M13","v":0},null,null,null,null,0,null,9,{"$f":"'CALCULATOR INPUT SHEET'!#REF!","v":{"$error":"#REF!"}},null,null,null,null,{"$error":"#REF!"}]
[null,10,{"$f":"'Spot LAMPS'!M14","v":0},null,null,null,null,0,null,10,{"$f":"'CALCULATOR INPUT SHEET'!#REF!","v":{"$error":"#REF!"}},null,null,null,null,{"$error":"#REF!"}]
[null,null,null,null,null,null,"Number of Trips to Site = ",{"$f":"SUM(H16:H25)","v":0},null,null,null,null,null,null,"Number of Trips to Site = ",{"$f":"SUM(P16:P25)","v":{"$error":"#REF!"}}]
[null,null,null,null,null,null,"Number of Lamps/Luminaires Serviced = ",{"$f":"H26*C7","v":0},null,null,null,null,null,null,"Number of Lamps/Luminaires Serviced = ",{"$f":"P26*C6","v":{"$error":"#REF!"}}]
[]
[null,null,"Number of Lamps Serviced",null,null,null,null,null,null,null,"Number of Relampings"]
[null,"Year",1,2,3,4,5,"Total",null,"Year",1,2,3,4,5,"Total"]
[null,1,{"$f":"C16*C$7","v":0},null,null,null,null,{"$f":"SUM(C31:G31)","v":0},null,1,{"$f":"K16*C$6","v":{"$error":"#REF!"}},null,null,null,null,{"$f":"SUM(K31:O31)","v":{"$error":"#REF!"}}]
[null,2,0,null,null,null,null,{"$f":"SUM(C32:G32)","v":0},null,2,{"$f":"K17*C$6","v":{"$error":"#REF!"}},null,null,null,null,{"$f":"SUM(K32:O32)","v":{"$error":"#REF!"}}]
[null,3,0,null,null,null,null,0,null,3,{"$error":"#REF!"},null,null,null,null,{"$error":"#REF!"}]
[null,4,0,null,null,null,null,0,null,4,{"$error":"#REF!"},null,null,null,null,{"$error":"#REF!"}]
[null,5,0,null,null,null,null,0,null,5,{"$error":"#REF!"},null,null,null,null,{"$error":"#REF!"}]
[null,6,0,null,null,null,null,0,null,6,{"$error":"#REF!"},null,null,null,null,{"$error":"#REF!"}]
[null,7,0,null,null,null,null,0,null,7,{"$error":"#REF!"},null,null,null,null,{"$error":"#REF!"}]
[null,8,0,null,null,null,null,0,null,8,{"$error":"#REF!"},null,null,null,null,{"$error":"#REF!"}]
[null,9,0,null,null,null,null,0,null,9,{"$error":"#REF!"},null,null,null,null,{"$error":"#REF!"}]
[null,10,0,null,null,null,null,0,null,10,{"$error":"#REF!"},null,null,null,null,{"$error":"#REF!"}]
[null,null,null,null,null,null,null,{"$f":"SUM(H31:H40)","v":0},null,null,null,null,null,null,null,{"$f":"SUM(P31:P40)","v":{"$error":"#REF!"}}]
[]
[null,null,"Lamp + Labor + Recycle + Site",null,null,null,null,null,null,null,"Lamp + Labor + Recycle + Site"]
[null,"Year",1,2,3,4,5,"Total",null,"Year",1,2,3,4,5,"Total"]
[null,1,{"$f":"C16 * (C$7*(C$9+C$10+C$11) + C$8)","v":0},null,null,null,null,{"$f":"SUM(C45:G45)","v":0},null,1,{"$f":"SUM(K59,K73,K87,K101)","v":{"$error":"#REF!"}},null,null,null,null,{"$f":"SUM(K45:O45)","v":{"$error":"#REF!"}}]
[null,2,0,null,null,null,null,{"$f":"SUM(C46:G46)","v":0},null,2,{"$error":"#REF!"},null,null,null,null,{"$f":"SUM(K46:O46)","v":{"$error":"#REF!"}}]
[null,3,0,null,null,null,null,0,null,3,{"$error":"#REF!"},null,null,null,null,{"$error":"#REF!"}]
[null,4,0,null,null,null,null,0,null,4,{"$error":"#REF!"},null,null,null,null,{"$error":"#REF!"}]
[null,5,0,null,null,null,null,0,null,5,{"$error":"#REF!"},null,null,null,null,{"$error":"#REF!"}]
[null,6,0,null,null,null,null,0,null,6,{"$error":"#REF!"},null,null,null,null,{"$error":"#REF!"}]
[null,7,0,null,null,null,null,0,null,7,{"$error":"#REF!"},null,null,null,null,{"$error":"#REF!"}]
[null,8,0,null,null,null,null,0,null,8,{"$error":"#REF!"},null,null,null,null,{"$error":"#REF!"}]
[null,9,0,null,null,null,null,0,null,9,{"$error":"#REF!"},null,null,null,null,{"$error":"#REF!"}]
[null,10,0,null,null,null,null,0,null,10,{"$error":"#REF!"},null,null,null,null,{"$error":"#REF!"}]
[null,null,null,null,null,null,null,{"$f":"SUM(H45:H54)","v":0},null,null,null,null,null,null,null,{"$f":"SUM(P45:P54)","v":{"$error":"#REF!"}}]
[]
[null,null,"Lamp",null,null,null,null,null,null,null,"Lamp"]
[null,"Year",1,2,3,4,5,"Total",null,"Year",1,2,3,4,5,"Total"]
[null,1,{"$f":"C16 * (C$7*(C$9))","v":0},null,null,null,null,{"$f":"SUM(C59:G59)","v":0},null,1,{"$f":"K16 * (C$6*(C$9))","v":{"$error":"#REF!"}},null,null,null,null,{"$f":"SUM(K59:O59)","v":{"$error":"#REF!"}}]
[null,2,0,null,null,null,null,{"$f":"SUM(C60:G60)","v":0},null,2,{"$f":"K17 * (C$6*(C$9))","v":{"$error":"#REF!"}},null,null,null,null,{"$f":"SUM(K60:O60)","v":{"$error":"#REF!"}}]
[null,3,0,null,null,null,null,0,null,3,{"$error":"#REF!"},null,null,null,null,{"$error":"#REF!"}]
[null,4,0,null,null,null,null,0,null,4,{"$error":"#REF!"},null,null,null,null,{"$error":"#REF!"}]
[null,5,0,null,null,null,null,0,null,5,{"$error":"#REF!"},null,null,null,null,{"$error":"#REF!"}]
[null,6,0,null,null,null,null,0,null,6,{"$error":"#REF!"},null,null,null,null,{"$error":"#REF!"}]
[null,7,0,null,null,null,null,0,null,7,{"$error":"#REF!"},null,null,null,null,{"$error":"#REF!"}]
[null,8,0,null,null,null,null,0,null,8,{"$error":"#REF!"},null,null,null,null,{"$error":"#REF!"}]
[null,9,0,null,null,null,null,0,null,9,{"$error":"#REF!"},null,null,null,null,{"$error":"#REF!"}]
[null,10,0,null,null,null,null,0,null,10,{"$error":"#REF!"},null,null,null,null,{"$error":"#REF!"}]
[null,null,null,null,null,null,null,{"$f":"SUM(H59:H68)","v":0},null,null,null,null,null,null,null,{"$f":"SUM(P59:P68)","v":{"$error":"#REF!"}}]
[]
[null,null,"Labor",null,null,null,null,null,null,null,"Labor"]
[null,"Year",1,2,3,4,5,"Total",null,"Year",1,2,3,4,5,"Total"]
[null,1,{"$f":"C16 * (C$7*(C$10))","v":0},null,null,null,null,{"$f":"SUM(C73:G73)","v":0},null,1,{"$f":"K16 * (C$6*(C$10))","v":{"$error":"#REF!"}},null,null,null,null,{"$f":"SUM(K73:O73)","v":{"$error":"#REF!"}}]
[null,2,0,null,null,null,null,{"$f":"SUM(C74:G74)","v":0},null,2,{"$error":"#REF!"},null,null,null,null,{"$f":"SUM(K74:O74)","v":{"$error":"#REF!"}}]
[null,3,0,null,null,null,null,0,null,3,{"$error":"#REF!"},null,null,null,null,{"$error":"#REF!"}]
[null,4,0,null,null,null,null,0,null,4,{"$error":"#REF!"},null,null,null,null,{"$error":"#REF!"}]
[null,5,0,null,null,null,null,0,null,5,{"$error":"#REF!"},null,null,null,null,{"$error":"#REF!"}]
[null,6,0,null,null,null,null,0,null,6,{"$error":"#REF!"},null,null,null,null,{"$error":"#REF!"}]
[null,7,0,null,null,null,null,0,null,7,{"$error":"#REF!"},null,null,null,null,{"$error":"#REF!"}]
[null,8,0,null,null,null,null,0,null,8,{"$error":"#REF!"},null,null,null,null,{"$error":"#REF!"}]
[null,9,0,null,null,null,null,0,null,9,{"$error":"#REF!"},null,null,null,null,{"$error":"#REF!"}]
[null,10,0,null,null,null,null,0,null,10,{"$error":"#REF!"},null,null,null,null,{"$error":"#REF!"}]
[null,null,null,null,null,null,null,{"$f":"SUM(H73:H82)","v":0},null,null,null,null,null,null,null,{"$f":"SUM(P73:P82)","v":{"$error":"#REF!"}}]
[]
[null,null,"Site Fee",null,null,null,null,null,null,null,"Site Fee"]
[null,"Year",1,2,3,4,5,"Total",null,"Year",1,2,3,4,5,"Total"]
[null,1,{"$f":"C16*(C$8)","v":0},null,null,null,null,{"$f":"SUM(C87:G87)","v":0},null,1,{"$f":"K16*C$8","v":{"$error":"#REF!"}},null,null,null,null,{"$f":"SUM(K87:O87)","v":{"$error":"#REF!"}}]
[null,2,0,null,null,null,null,{"$f":"SUM(C88:G88)","v":0},null,2,{"$f":"K17*C$8","v":{"$error":"#REF!"}},null,null,null,null,{"$f":"SUM(K88:O88)","v":{"$error":"#REF!"}}]
[null,3,0,null,null,null,null,0,null,3,{"$error":"#REF!"},null,null,null,null,{"$error":"#REF!"}]
[null,4,0,null,null,null,null,0,null,4,{"$error":"#REF!"},null,null,null,null,{"$error":"#REF!"}]
[null,5,0,null,null,null,null,0,null,5,{"$error":"#REF!"},null,null,null,null,{"$error":"#REF!"}]
[null,6,0,null,null,null,null,0,null,6,{"$error":"#REF!"},null,null,null,null,{"$error":"#REF!"}]
[null,7,0,null,null,null,null,0,null,7,{"$error":"#REF!"},null,null,null,null,{"$error":"#REF!"}]
[null,8,0,null,null,null,null,0,null,8,{"$error":"#REF!"},null,null,null,null,{"$error":"#REF!"}]
[null,9,0,null,null,null,null,0,null,9,{"$error":"#REF!"},null,null,null,null,{"$error":"#REF!"}]
[null,10,0,null,null,null,null,0,null,10,{"$error":"#REF!"},null,null,null,null,{"$error":"#REF!"}]
[null,null,null,null,null,null,null,{"$f":"SUM(H87:H96)","v":0},null,null,null,null,null,null,null,{"$f":"SUM(P87:P96)","v":{"$error":"#REF!"}}]
[]
[null,null,"Recycle",null,null,null,null,null,null,null,"Recycle"]
[null,"Year",1,2,3,4,5,"Total",null,"Year",1,2,3,4,5,"Total"]
[null,1,{"$f":"C16 * (C$7*(C$11))","v":0},null,null,null,null,{"$f":"SUM(C101:G101)","v":0},null,1,{"$f":"K16 * (C$6*(C$11))","v":{"$error":"#REF!"}},null,null,null,null,{"$f":"SUM(K101:O101)","v":{"$error":"#REF!"}}]
[null,2,0,null,null,null,null,{"$f":"SUM(C102:G102)","v":0},null,2,{"$f":"K17 * (C$6*(C$11))","v":{"$error":"#REF!"}},null,null,null,null,{"$f":"SUM(K102:O102)","v":{"$error":"#REF!"}}]
[null,3,0,null,null,null,null,0,null,3,{"$error":"#REF!"},null,null,null,null,{"$error":"#REF!"}]
[null,4,0,null,null,null,null,0,null,4,{"$error":"#REF!"},null,null,null,null,{"$error":"#REF!"}]
[null,5,0,null,null,null,null,0,null,5,{"$error":"#REF!"},null,null,null,null,{"$error":"#REF!"}]
[null,6,0,null,null,null,null,0,null,6,{"$error":"#REF!"},null,null,null,null,{"$error":"#REF!"}]
[null,7,0,null,null,null,null,0,null,7,{"$error":"#REF!"},null,null,null,null,{"$error":"#REF!"}]
[null,8,0,null,null,null,null,0,null,8,{"$error":"#REF!"},null,null,null,null,{"$error":"#REF!"}]
[null,9,0,null,null,null,null,0,null,9,{"$error":"#REF!"},null,null,null,null,{"$error":"#REF!"}]
[null,10,0,null,null,null,null,0,null,10,{"$error":"#REF!"},null,null,null,null,{"$error":"#REF!"}]
[null,null,null,null,null,null,null,{"$f":"SUM(H101:H110)","v":0},null,null,null,null,null,null,null,{"$f":"SUM(P101:P110)","v":{"$error":"#REF!"}}]

{"sheet":"Spot BALLAST","index":7,"n_rows":1005,"n_cols":15,"rows_kept":1005,"cut":false,"hidden":true,"merged":[]}
["Traditional - Spot Relamping Calculator (BALLASTS)"]
[]
[null,null,null,null,null,"Time of Relamping"]
[null,null,null,"tableStartBallast -->","Number",1,2,3,4,5,6,7,8,9,10]
[null,null,null,null,1]
[null,null,null,null,2]
[null,null,null,null,3]
[null,null,null,null,4]
[null,null,null,null,5]
[null,null,null,null,6]
[null,null,null,null,7]
[null,null,null,null,8]
[null,null,null,null,9]
[null,null,null,null,10]
[null,null,null,null,11]
[null,null,null,null,12]
[null,null,null,null,13]
[null,null,null,null,14]
[null,null,null,null,15]
[null,null,null,null,16]
[null,null,null,null,17]
[null,null,null,null,18]
[null,null,null,null,19]
[null,null,null,null,20]
[null,null,null,null,21]
[null,null,null,null,22]
[null,null,null,null,23]
[null,null,null,null,24]
[null,null,null,null,25]
[null,null,null,null,26]
[null,null,null,null,27]
[null,null,null,null,28]
[null,null,null,null,29]
[null,null,null,null,30]
[null,null,null,null,31]
[null,null,null,null,32]
[null,null,null,null,33]
[null,null,null,null,34]
[null,null,null,null,35]
[null,null,null,null,36]
[null,null,null,null,37]
[null,null,null,null,38]
[null,null,null,null,39]
[null,null,null,null,40]
[null,null,null,null,41]
[null,null,null,null,42]
[null,null,null,null,43]
[null,null,null,null,44]
[null,null,null,null,45]
[null,null,null,null,46]
[null,null,null,null,47]
[null,null,null,null,48]
[null,null,null,null,49]
[null,null,null,null,50]
[null,null,null,null,51]
[null,null,null,null,52]
[null,null,null,null,53]
[null,null,null,null,54]
[null,null,null,null,55]
[null,null,null,null,56]
[null,null,null,null,57]
[null,null,null,null,58]
[null,null,null,null,59]
[null,null,null,null,60]
[null,null,null,null,61]
[null,null,null,null,62]
[null,null,null,null,63]
[null,null,null,null,64]
[null,null,null,null,65]
[null,null,null,null,66]
[null,null,null,null,67]
[null,null,null,null,68]
[null,null,null,null,69]
[null,null,null,null,70]
[null,null,null,null,71]
[null,null,null,null,72]
[null,null,null,null,73]
[null,null,null,null,74]
[null,null,null,null,75]
[null,null,null,null,76]
[null,null,null,null,77]
[null,null,null,null,78]
[null,null,null,null,79]
[null,null,null,null,80]
[null,null,null,null,81]
[null,null,null,null,82]
[null,null,null,null,83]
[null,null,null,null,84]
[null,null,null,null,85]
[null,null,null,null,86]
[null,null,null,null,87]
[null,null,null,null,88]
[null,null,null,null,89]
[null,null,null,null,90]
[null,null,null,null,91]
[null,null,null,null,92]
[null,null,null,null,93]
[null,null,null,null,94]
[null,null,null,null,95]
[null,null,null,null,96]
[null,null,null,null,97]
[null,null,null,null,98]
[null,null,null,null,99]
[null,null,null,null,100]
[null,null,null,null,101]
[null,null,null,null,102]
[null,null,null,null,103]
[null,null,null,null,104]
[null,null,null,null,105]
[null,null,null,null,106]
[null,null,null,null,107]
[null,null,null,null,108]
[null,null,null,null,109]
[null,null,null,null,110]
[null,null,null,null,111]
[null,null,null,null,112]
[null,null,null,null,113]
[null,null,null,null,114]
[null,null,null,null,115]
[null,null,null,null,116]
[null,null,null,null,117]
[null,null,null,null,118]
[null,null,null,null,119]
[null,null,null,null,120]
[null,null,null,null,121]
[null,null,null,null,122]
[null,null,null,null,123]
[null,null,null,null,124]
[null,null,null,null,125]
[null,null,null,null,126]
[null,null,null,null,127]
[null,null,null,null,128]
[null,null,null,null,129]
[null,null,null,null,130]
[null,null,null,null,131]
[null,null,null,null,132]
[null,null,null,null,133]
[null,null,null,null,134]
[null,null,null,null,135]
[null,null,null,null,136]
[null,null,null,null,137]
[null,null,null,null,138]
[null,null,null,null,139]
[null,null,null,null,140]
[null,null,null,null,141]
[null,null,null,null,142]
[null,null,null,null,143]
[null,null,null,null,144]
[null,null,null,null,145]
[null,null,null,null,146]
[null,null,null,null,147]
[null,null,null,null,148]
[null,null,null,null,149]
[null,null,null,null,150]
[null,null,null,null,151]
[null,null,null,null,152]
[null,null,null,null,153]
[null,null,null,null,154]
[null,null,null,null,155]
[null,null,null,null,156]
[null,null,null,null,157]
[null,null,null,null,158]
[null,null,null,null,159]
[null,null,null,null,160]
[null,null,null,null,161]
[null,null,null,null,162]
[null,null,null,null,163]
[null,null,null,null,164]
[null,null,null,null,165]
[null,null,null,null,166]
[null,null,null,null,167]
[null,null,null,null,168]
[null,null,null,null,169]
[null,null,null,null,170]
[null,null,null,null,171]
[null,null,null,null,172]
[null,null,null,null,173]
[null,null,null,null,174]
[null,null,null,null,175]
[null,null,null,null,176]
[null,null,null,null,177]
[null,null,null,null,178]
[null,null,null,null,179]
[null,null,null,null,180]
[null,null,null,null,181]
[null,null,null,null,182]
[null,null,null,null,183]
[null,null,null,null,184]
[null,null,null,null,185]
[null,null,null,null,186]
[null,null,null,null,187]
[null,null,null,null,188]
[null,null,null,null,189]
[null,null,null,null,190]
[null,null,null,null,191]
[null,null,null,null,192]
[null,null,null,null,193]
[null,null,null,null,194]
[null,null,null,null,195]
[null,null,null,null,196]
[null,null,null,null,197]
[null,null,null,null,198]
[null,null,null,null,199]
[null,null,null,null,200]
[null,null,null,null,201]
[null,null,null,null,202]
[null,null,null,null,203]
[null,null,null,null,204]
[null,null,null,null,205]
[null,null,null,null,206]
[null,null,null,null,207]
[null,null,null,null,208]
[null,null,null,null,209]
[null,null,null,null,210]
[null,null,null,null,211]
[null,null,null,null,212]
[null,null,null,null,213]
[null,null,null,null,214]
[null,null,null,null,215]
[null,null,null,null,216]
[null,null,null,null,217]
[null,null,null,null,218]
[null,null,null,null,219]
[null,null,null,null,220]
[null,null,null,null,221]
[null,null,null,null,222]
[null,null,null,null,223]
[null,null,null,null,224]
[null,null,null,null,225]
[null,null,null,null,226]
[null,null,null,null,227]
[null,null,null,null,228]
[null,null,null,null,229]
[null,null,null,null,230]
[null,null,null,null,231]
[null,null,null,null,232]
[null,null,null,null,233]
[null,null,null,null,234]
[null,null,null,null,235]
[null,null,null,null,236]
[null,null,null,null,237]
[null,null,null,null,238]
[null,null,null,null,239]
[null,null,null,null,240]
[null,null,null,null,241]
[null,null,null,null,242]
[null,null,null,null,243]
[null,null,null,null,244]
[null,null,null,null,245]
[null,null,null,null,246]
[null,null,null,null,247]
[null,null,null,null,248]
[null,null,null,null,249]
[null,null,null,null,250]
[null,null,null,null,251]
[null,null,null,null,252]
[null,null,null,null,253]
[null,null,null,null,254]
[null,null,null,null,255]
[null,null,null,null,256]
[null,null,null,null,257]
[null,null,null,null,258]
[null,null,null,null,259]
[null,null,null,null,260]
[null,null,null,null,261]
[null,null,null,null,262]
[null,null,null,null,263]
[null,null,null,null,264]
[null,null,null,null,265]
[null,null,null,null,266]
[null,null,null,null,267]
[null,null,null,null,268]
[null,null,null,null,269]
[null,null,null,null,270]
[null,null,null,null,271]
[null,null,null,null,272]
[null,null,null,null,273]
[null,null,null,null,274]
[null,null,null,null,275]
[null,null,null,null,276]
[null,null,null,null,277]
[null,null,null,null,278]
[null,null,null,null,279]
[null,null,null,null,280]
[null,null,null,null,281]
[null,null,null,null,282]
[null,null,null,null,283]
[null,null,null,null,284]
[null,null,null,null,285]
[null,null,null,null,286]
[null,null,null,null,287]
[null,null,null,null,288]
[null,null,null,null,289]
[null,null,null,null,290]
[null,null,null,null,291]
[null,null,null,null,292]
[null,null,null,null,293]
[null,null,null,null,294]
[null,null,null,null,295]
[null,null,null,null,296]
[null,null,null,null,297]
[null,null,null,null,298]
[null,null,null,null,299]
[null,null,null,null,300]
[null,null,null,null,301]
[null,null,null,null,302]
[null,null,null,null,303]
[null,null,null,null,304]
[null,null,null,null,305]
[null,null,null,null,306]
[null,null,null,null,307]
[null,null,null,null,308]
[null,null,null,null,309]
[null,null,null,null,310]
[null,null,null,null,311]
[null,null,null,null,312]
[null,null,null,null,313]
[null,null,null,null,314]
[null,null,null,null,315]
[null,null,null,null,316]
[null,null,null,null,317]
[null,null,null,null,318]
[null,null,null,null,319]
[null,null,null,null,320]
[null,null,null,null,321]
[null,null,null,null,322]
[null,null,null,null,323]
[null,null,null,null,324]
[null,null,null,null,325]
[null,null,null,null,326]
[null,null,null,null,327]
[null,null,null,null,328]
[null,null,null,null,329]
[null,null,null,null,330]
[null,null,null,null,331]
[null,null,null,null,332]
[null,null,null,null,333]
[null,null,null,null,334]
[null,null,null,null,335]
[null,null,null,null,336]
[null,null,null,null,337]
[null,null,null,null,338]
[null,null,null,null,339]
[null,null,null,null,340]
[null,null,null,null,341]
[null,null,null,null,342]
[null,null,null,null,343]
[null,null,null,null,344]
[null,null,null,null,345]
[null,null,null,null,346]
[null,null,null,null,347]
[null,null,null,null,348]
[null,null,null,null,349]
[null,null,null,null,350]
[null,null,null,null,351]
[null,null,null,null,352]
[null,null,null,null,353]
[null,null,null,null,354]
[null,null,null,null,355]
[null,null,null,null,356]
[null,null,null,null,357]
[null,null,null,null,358]
[null,null,null,null,359]
[null,null,null,null,360]
[null,null,null,null,361]
[null,null,null,null,362]
[null,null,null,null,363]
[null,null,null,null,364]
[null,null,null,null,365]
[null,null,null,null,366]
[null,null,null,null,367]
[null,null,null,null,368]
[null,null,null,null,369]
[null,null,null,null,370]
[null,null,null,null,371]
[null,null,null,null,372]
[null,null,null,null,373]
[null,null,null,null,374]
[null,null,null,null,375]
[null,null,null,null,376]
[null,null,null,null,377]
[null,null,null,null,378]
[null,null,null,null,379]
[null,null,null,null,380]
[null,null,null,null,381]
[null,null,null,null,382]
[null,null,null,null,383]
[null,null,null,null,384]
[null,null,null,null,385]
[null,null,null,null,386]
[null,null,null,null,387]
[null,null,null,null,388]
[null,null,null,null,389]
[null,null,null,null,390]
[null,null,null,null,391]
[null,null,null,null,392]
[null,null,null,null,393]
[null,null,null,null,394]
[null,null,null,null,395]
[null,null,null,null,396]
[null,null,null,null,397]
[null,null,null,null,398]
[null,null,null,null,399]
[null,null,null,null,400]
[null,null,null,null,401]
[null,null,null,null,402]
[null,null,null,null,403]
[null,null,null,null,404]
[null,null,null,null,405]
[null,null,null,null,406]
[null,null,null,null,407]
[null,null,null,null,408]
[null,null,null,null,409]
[null,null,null,null,410]
[null,null,null,null,411]
[null,null,null,null,412]
[null,null,null,null,413]
[null,null,null,null,414]
[null,null,null,null,415]
[null,null,null,null,416]
[null,null,null,null,417]
[null,null,null,null,418]
[null,null,null,null,419]
[null,null,null,null,420]
[null,null,null,null,421]
[null,null,null,null,422]
[null,null,null,null,423]
[null,null,null,null,424]
[null,null,null,null,425]
[null,null,null,null,426]
[null,null,null,null,427]
[null,null,null,null,428]
[null,null,null,null,429]
[null,null,null,null,430]
[null,null,null,null,431]
[null,null,null,null,432]
[null,null,null,null,433]
[null,null,null,null,434]
[null,null,null,null,435]
[null,null,null,null,436]
[null,null,null,null,437]
[null,null,null,null,438]
[null,null,null,null,439]
[null,null,null,null,440]
[null,null,null,null,441]
[null,null,null,null,442]
[null,null,null,null,443]
[null,null,null,null,444]
[null,null,null,null,445]
[null,null,null,null,446]
[null,null,null,null,447]
[null,null,null,null,448]
[null,null,null,null,449]
[null,null,null,null,450]
[null,null,null,null,451]
[null,null,null,null,452,9.0399999999999991]
[null,null,null,null,453,9.06]
[null,null,null,null,454,9.08]
[null,null,null,null,455,9.1]
[null,null,null,null,456,9.1199999999999992]
[null,null,null,null,457,9.14]
[null,null,null,null,458,9.16]
[null,null,null,null,459,9.18]
[null,null,null,null,460,9.1999999999999993]
[null,null,null,null,461,9.2200000000000006]
[null,null,null,null,462,9.24]
[null,null,null,null,463,9.26]
[null,null,null,null,464,9.2799999999999994]
[null,null,null,null,465,9.3000000000000007]
[null,null,null,null,466,9.32]
[null,null,null,null,467,9.34]
[null,null,null,null,468,9.36]
[null,null,null,null,469,9.3800000000000008]
[null,null,null,null,470,9.4]
[null,null,null,null,471,9.42]
[null,null,null,null,472,9.44]
[null,null,null,null,473,9.4600000000000009]
[null,null,null,null,474,9.48]
[null,null,null,null,475,9.5]
[null,null,null,null,476,9.52]
[null,null,null,null,477,9.5399999999999991]
[null,null,null,null,478,9.56]
[null,null,null,null,479,9.58]
[null,null,null,null,480,9.6]
[null,null,null,null,481,9.6199999999999992]
[null,null,null,null,482,9.64]
[null,null,null,null,483,9.66]
[null,null,null,null,484,9.68]
[null,null,null,null,485,9.6999999999999993]
[null,null,null,null,486,9.7200000000000006]
[null,null,null,null,487,9.74]
[null,null,null,null,488,9.76]
[null,null,null,null,489,9.7799999999999994]
[null,null,null,null,490,9.8000000000000007]
[null,null,null,null,491,9.82]
[null,null,null,null,492,9.84]
[null,null,null,null,493,9.86]
[null,null,null,null,494,9.8800000000000008]
[null,null,null,null,495,9.9]
[null,null,null,null,496,9.92]
[null,null,null,null,497,9.94]
[null,null,null,null,498,9.9600000000000009]
[null,null,null,null,499,9.98]
[null,null,null,null,500,10]
[null,null,null,null,501]
[null,null,null,null,502]
[null,null,null,null,503]
[null,null,null,null,504]
[null,null,null,null,505]
[null,null,null,null,506]
[null,null,null,null,507]
[null,null,null,null,508]
[null,null,null,null,509]
[null,null,null,null,510]
[null,null,null,null,511]
[null,null,null,null,512]
[null,null,null,null,513]
[null,null,null,null,514]
[null,null,null,null,515]
[null,null,null,null,516]
[null,null,null,null,517]
[null,null,null,null,518]
[null,null,null,null,519]
[null,null,null,null,520]
[null,null,null,null,521]
[null,null,null,null,522]
[null,null,null,null,523]
[null,null,null,null,524]
[null,null,null,null,525]
[null,null,null,null,526]
[null,null,null,null,527]
[null,null,null,null,528]
[null,null,null,null,529]
[null,null,null,null,530]
[null,null,null,null,531]
[null,null,null,null,532]
[null,null,null,null,533]
[null,null,null,null,534]
[null,null,null,null,535]
[null,null,null,null,536]
[null,null,null,null,537]
[null,null,null,null,538]
[null,null,null,null,539]
[null,null,null,null,540]
[null,null,null,null,541]
[null,null,null,null,542]
[null,null,null,null,543]
[null,null,null,null,544]
[null,null,null,null,545]
[null,null,null,null,546]
[null,null,null,null,547]
[null,null,null,null,548]
[null,null,null,null,549]
[null,null,null,null,550]
[null,null,null,null,551]
[null,null,null,null,552]
[null,null,null,null,553]
[null,null,null,null,554]
[null,null,null,null,555]
[null,null,null,null,556]
[null,null,null,null,557]
[null,null,null,null,558]
[null,null,null,null,559]
[null,null,null,null,560]
[null,null,null,null,561]
[null,null,null,null,562]
[null,null,null,null,563]
[null,null,null,null,564]
[null,null,null,null,565]
[null,null,null,null,566]
[null,null,null,null,567]
[null,null,null,null,568]
[null,null,null,null,569]
[null,null,null,null,570]
[null,null,null,null,571]
[null,null,null,null,572]
[null,null,null,null,573]
[null,null,null,null,574]
[null,null,null,null,575]
[null,null,null,null,576]
[null,null,null,null,577]
[null,null,null,null,578]
[null,null,null,null,579]
[null,null,null,null,580]
[null,null,null,null,581]
[null,null,null,null,582]
[null,null,null,null,583]
[null,null,null,null,584]
[null,null,null,null,585]
[null,null,null,null,586]
[null,null,null,null,587]
[null,null,null,null,588]
[null,null,null,null,589]
[null,null,null,null,590]
[null,null,null,null,591]
[null,null,null,null,592]
[null,null,null,null,593]
[null,null,null,null,594]
[null,null,null,null,595]
[null,null,null,null,596]
[null,null,null,null,597]
[null,null,null,null,598]
[null,null,null,null,599]
[null,null,null,null,600]
[null,null,null,null,601]
[null,null,null,null,602]
[null,null,null,null,603]
[null,null,null,null,604]
[null,null,null,null,605]
[null,null,null,null,606]
[null,null,null,null,607]
[null,null,null,null,608]
[null,null,null,null,609]
[null,null,null,null,610]
[null,null,null,null,611]
[null,null,null,null,612]
[null,null,null,null,613]
[null,null,null,null,614]
[null,null,null,null,615]
[null,null,null,null,616]
[null,null,null,null,617]
[null,null,null,null,618]
[null,null,null,null,619]
[null,null,null,null,620]
[null,null,null,null,621]
[null,null,null,null,622]
[null,null,null,null,623]
[null,null,null,null,624]
[null,null,null,null,625]
[null,null,null,null,626]
[null,null,null,null,627]
[null,null,null,null,628]
[null,null,null,null,629]
[null,null,null,null,630]
[null,null,null,null,631]
[null,null,null,null,632]
[null,null,null,null,633]
[null,null,null,null,634]
[null,null,null,null,635]
[null,null,null,null,636]
[null,null,null,null,637]
[null,null,null,null,638]
[null,null,null,null,639]
[null,null,null,null,640]
[null,null,null,null,641]
[null,null,null,null,642]
[null,null,null,null,643]
[null,null,null,null,644]
[null,null,null,null,645]
[null,null,null,null,646]
[null,null,null,null,647]
[null,null,null,null,648]
[null,null,null,null,649]
[null,null,null,null,650]
[null,null,null,null,651]
[null,null,null,null,652]
[null,null,null,null,653]
[null,null,null,null,654]
[null,null,null,null,655]
[null,null,null,null,656]
[null,null,null,null,657]
[null,null,null,null,658]
[null,null,null,null,659]
[null,null,null,null,660]
[null,null,null,null,661]
[null,null,null,null,662]
[null,null,null,null,663]
[null,null,null,null,664]
[null,null,null,null,665]
[null,null,null,null,666]
[null,null,null,null,667]
[null,null,null,null,668]
[null,null,null,null,669]
[null,null,null,null,670]
[null,null,null,null,671]
[null,null,null,null,672]
[null,null,null,null,673]
[null,null,null,null,674]
[null,null,null,null,675]
[null,null,null,null,676]
[null,null,null,null,677]
[null,null,null,null,678]
[null,null,null,null,679]
[null,null,null,null,680]
[null,null,null,null,681]
[null,null,null,null,682]
[null,null,null,null,683]
[null,null,null,null,684]
[null,null,null,null,685]
[null,null,null,null,686]
[null,null,null,null,687]
[null,null,null,null,688]
[null,null,null,null,689]
[null,null,null,null,690]
[null,null,null,null,691]
[null,null,null,null,692]
[null,null,null,null,693]
[null,null,null,null,694]
[null,null,null,null,695]
[null,null,null,null,696]
[null,null,null,null,697]
[null,null,null,null,698]
[null,null,null,null,699]
[null,null,null,null,700]
[null,null,null,null,701]
[null,null,null,null,702]
[null,null,null,null,703]
[null,null,null,null,704]
[null,null,null,null,705]
[null,null,null,null,706]
[null,null,null,null,707]
[null,null,null,null,708]
[null,null,null,null,709]
[null,null,null,null,710]
[null,null,null,null,711]
[null,null,null,null,712]
[null,null,null,null,713]
[null,null,null,null,714]
[null,null,null,null,715]
[null,null,null,null,716]
[null,null,null,null,717]
[null,null,null,null,718]
[null,null,null,null,719]
[null,null,null,null,720]
[null,null,null,null,721]
[null,null,null,null,722]
[null,null,null,null,723]
[null,null,null,null,724]
[null,null,null,null,725]
[null,null,null,null,726]
[null,null,null,null,727]
[null,null,null,null,728]
[null,null,null,null,729]
[null,null,null,null,730]
[null,null,null,null,731]
[null,null,null,null,732]
[null,null,null,null,733]
[null,null,null,null,734]
[null,null,null,null,735]
[null,null,null,null,736]
[null,null,null,null,737]
[null,null,null,null,738]
[null,null,null,null,739]
[null,null,null,null,740]
[null,null,null,null,741]
[null,null,null,null,742]
[null,null,null,null,743]
[null,null,null,null,744]
[null,null,null,null,745]
[null,null,null,null,746]
[null,null,null,null,747]
[null,null,null,null,748]
[null,null,null,null,749]
[null,null,null,null,750]
[null,null,null,null,751]
[null,null,null,null,752]
[null,null,null,null,753]
[null,null,null,null,754]
[null,null,null,null,755]
[null,null,null,null,756]
[null,null,null,null,757]
[null,null,null,null,758]
[null,null,null,null,759]
[null,null,null,null,760]
[null,null,null,null,761]
[null,null,null,null,762]
[null,null,null,null,763]
[null,null,null,null,764]
[null,null,null,null,765]
[null,null,null,null,766]
[null,null,null,null,767]
[null,null,null,null,768]
[null,null,null,null,769]
[null,null,null,null,770]
[null,null,null,null,771]
[null,null,null,null,772]
[null,null,null,null,773]
[null,null,null,null,774]
[null,null,null,null,775]
[null,null,null,null,776]
[null,null,null,null,777]
[null,null,null,null,778]
[null,null,null,null,779]
[null,null,null,null,780]
[null,null,null,null,781]
[null,null,null,null,782]
[null,null,null,null,783]
[null,null,null,null,784]
[null,null,null,null,785]
[null,null,null,null,786]
[null,null,null,null,787]
[null,null,null,null,788]
[null,null,null,null,789]
[null,null,null,null,790]
[null,null,null,null,791]
[null,null,null,null,792]
[null,null,null,null,793]
[null,null,null,null,794]
[null,null,null,null,795]
[null,null,null,null,796]
[null,null,null,null,797]
[null,null,null,null,798]
[null,null,null,null,799]
[null,null,null,null,800]
[null,null,null,null,801]
[null,null,null,null,802]
[null,null,null,null,803]
[null,null,null,null,804]
[null,null,null,null,805]
[null,null,null,null,806]
[null,null,null,null,807]
[null,null,null,null,808]
[null,null,null,null,809]
[null,null,null,null,810]
[null,null,null,null,811]
[null,null,null,null,812]
[null,null,null,null,813]
[null,null,null,null,814]
[null,null,null,null,815]
[null,null,null,null,816]
[null,null,null,null,817]
[null,null,null,null,818]
[null,null,null,null,819]
[null,null,null,null,820]
[null,null,null,null,821]
[null,null,null,null,822]
[null,null,null,null,823]
[null,null,null,null,824]
[null,null,null,null,825]
[null,null,null,null,826]
[null,null,null,null,827]
[null,null,null,null,828]
[null,null,null,null,829]
[null,null,null,null,830]
[null,null,null,null,831]
[null,null,null,null,832]
[null,null,null,null,833]
[null,null,null,null,834]
[null,null,null,null,835]
[null,null,null,null,836]
[null,null,null,null,837]
[null,null,null,null,838]
[null,null,null,null,839]
[null,null,null,null,840]
[null,null,null,null,841]
[null,null,null,null,842]
[null,null,null,null,843]
[null,null,null,null,844]
[null,null,null,null,845]
[null,null,null,null,846]
[null,null,null,null,847]
[null,null,null,null,848]
[null,null,null,null,849]
[null,null,null,null,850]
[null,null,null,null,851]
[null,null,null,null,852]
[null,null,null,null,853]
[null,null,null,null,854]
[null,null,null,null,855]
[null,null,null,null,856]
[null,null,null,null,857]
[null,null,null,null,858]
[null,null,null,null,859]
[null,null,null,null,860]
[null,null,null,null,861]
[null,null,null,null,862]
[null,null,null,null,863]
[null,null,null,null,864]
[null,null,null,null,865]
[null,null,null,null,866]
[null,null,null,null,867]
[null,null,null,null,868]
[null,null,null,null,869]
[null,null,null,null,870]
[null,null,null,null,871]
[null,null,null,null,872]
[null,null,null,null,873]
[null,null,null,null,874]
[null,null,null,null,875]
[null,null,null,null,876]
[null,null,null,null,877]
[null,null,null,null,878]
[null,null,null,null,879]
[null,null,null,null,880]
[null,null,null,null,881]
[null,null,null,null,882]
[null,null,null,null,883]
[null,null,null,null,884]
[null,null,null,null,885]
[null,null,null,null,886]
[null,null,null,null,887]
[null,null,null,null,888]
[null,null,null,null,889]
[null,null,null,null,890]
[null,null,null,null,891]
[null,null,null,null,892]
[null,null,null,null,893]
[null,null,null,null,894]
[null,null,null,null,895]
[null,null,null,null,896]
[null,null,null,null,897]
[null,null,null,null,898]
[null,null,null,null,899]
[null,null,null,null,900]
[null,null,null,null,901]
[null,null,null,null,902]
[null,null,null,null,903]
[null,null,null,null,904]
[null,null,null,null,905]
[null,null,null,null,906]
[null,null,null,null,907]
[null,null,null,null,908]
[null,null,null,null,909]
[null,null,null,null,910]
[null,null,null,null,911]
[null,null,null,null,912]
[null,null,null,null,913]
[null,null,null,null,914]
[null,null,null,null,915]
[null,null,null,null,916]
[null,null,null,null,917]
[null,null,null,null,918]
[null,null,null,null,919]
[null,null,null,null,920]
[null,null,null,null,921]
[null,null,null,null,922]
[null,null,null,null,923]
[null,null,null,null,924]
[null,null,null,null,925]
[null,null,null,null,926]
[null,null,null,null,927]
[null,null,null,null,928]
[null,null,null,null,929]
[null,null,null,null,930]
[null,null,null,null,931]
[null,null,null,null,932]
[null,null,null,null,933]
[null,null,null,null,934]
[null,null,null,null,935]
[null,null,null,null,936]
[null,null,null,null,937]
[null,null,null,null,938]
[null,null,null,null,939]
[null,null,null,null,940]
[null,null,null,null,941]
[null,null,null,null,942]
[null,null,null,null,943]
[null,null,null,null,944]
[null,null,null,null,945]
[null,null,null,null,946]
[null,null,null,null,947]
[null,null,null,null,948]
[null,null,null,null,949]
[null,null,null,null,950]
[null,null,null,null,951]
[null,null,null,null,952]
[null,null,null,null,953]
[null,null,null,null,954]
[null,null,null,null,955]
[null,null,null,null,956]
[null,null,null,null,957]
[null,null,null,null,958]
[null,null,null,null,959]
[null,null,null,null,960]
[null,null,null,null,961]
[null,null,null,null,962]
[null,null,null,null,963]
[null,null,null,null,964]
[null,null,null,null,965]
[null,null,null,null,966]
[null,null,null,null,967]
[null,null,null,null,968]
[null,null,null,null,969]
[null,null,null,null,970]
[null,null,null,null,971]
[null,null,null,null,972]
[null,null,null,null,973]
[null,null,null,null,974]
[null,null,null,null,975]
[null,null,null,null,976]
[null,null,null,null,977]
[null,null,null,null,978]
[null,null,null,null,979]
[null,null,null,null,980]
[null,null,null,null,981]
[null,null,null,null,982]
[null,null,null,null,983]
[null,null,null,null,984]
[null,null,null,null,985]
[null,null,null,null,986]
[null,null,null,null,987]
[null,null,null,null,988]
[null,null,null,null,989]
[null,null,null,null,990]
[null,null,null,null,991]
[null,null,null,null,992]
[null,null,null,null,993]
[null,null,null,null,994]
[null,null,null,null,995]
[null,null,null,null,996]
[null,null,null,null,997]
[null,null,null,null,998]
[null,null,null,null,999]
[null,null,null,null,1000]
[null,null,null,null,1001]

{"sheet":"Spot LAMPS","index":8,"n_rows":1005,"n_cols":15,"rows_kept":1005,"cut":false,"hidden":true,"merged":[]}
["Traditional - Spot Relamping Calculator (LAMPS)"]
[]
[null,null,null,null,null,"Time of Relamping"]
[null,null,null,"tableStart -->","Number",1,2,3,4,5,6,7,8,9,10]
[null,null,null,null,1]
[null,null,null,null,2]
[null,null,null,null,3]
[null,null,null,null,4]
[null,null,null,null,5]
[null,null,null,null,6]
[null,null,null,null,7]
[null,null,null,null,8]
[null,null,null,null,9]
[null,null,null,null,10]
[null,null,null,null,11]
[null,null,null,null,12]
[null,null,null,null,13]
[null,null,null,null,14]
[null,null,null,null,15]
[null,null,null,null,16]
[null,null,null,null,17]
[null,null,null,null,18]
[null,null,null,null,19]
[null,null,null,null,20]
[null,null,null,null,21]
[null,null,null,null,22]
[null,null,null,null,23]
[null,null,null,null,24]
[null,null,null,null,25]
[null,null,null,null,26]
[null,null,null,null,27]
[null,null,null,null,28]
[null,null,null,null,29]
[null,null,null,null,30]
[null,null,null,null,31]
[null,null,null,null,32]
[null,null,null,null,33]
[null,null,null,null,34]
[null,null,null,null,35]
[null,null,null,null,36]
[null,null,null,null,37]
[null,null,null,null,38]
[null,null,null,null,39]
[null,null,null,null,40]
[null,null,null,null,41]
[null,null,null,null,42]
[null,null,null,null,43]
[null,null,null,null,44]
[null,null,null,null,45]
[null,null,null,null,46]
[null,null,null,null,47]
[null,null,null,null,48]
[null,null,null,null,49]
[null,null,null,null,50]
[null,null,null,null,51]
[null,null,null,null,52]
[null,null,null,null,53]
[null,null,null,null,54]
[null,null,null,null,55]
[null,null,null,null,56]
[null,null,null,null,57]
[null,null,null,null,58]
[null,null,null,null,59]
[null,null,null,null,60]
[null,null,null,null,61]
[null,null,null,null,62]
[null,null,null,null,63]
[null,null,null,null,64]
[null,null,null,null,65]
[null,null,null,null,66]
[null,null,null,null,67]
[null,null,null,null,68]
[null,null,null,null,69]
[null,null,null,null,70]
[null,null,null,null,71]
[null,null,null,null,72]
[null,null,null,null,73]
[null,null,null,null,74]
[null,null,null,null,75]
[null,null,null,null,76]
[null,null,null,null,77]
[null,null,null,null,78]
[null,null,null,null,79]
[null,null,null,null,80]
[null,null,null,null,81]
[null,null,null,null,82]
[null,null,null,null,83]
[null,null,null,null,84]
[null,null,null,null,85]
[null,null,null,null,86]
[null,null,null,null,87]
[null,null,null,null,88]
[null,null,null,null,89]
[null,null,null,null,90]
[null,null,null,null,91]
[null,null,null,null,92]
[null,null,null,null,93]
[null,null,null,null,94]
[null,null,null,null,95]
[null,null,null,null,96]
[null,null,null,null,97]
[null,null,null,null,98]
[null,null,null,null,99]
[null,null,null,null,100]
[null,null,null,null,101]
[null,null,null,null,102]
[null,null,null,null,103]
[null,null,null,null,104]
[null,null,null,null,105]
[null,null,null,null,106]
[null,null,null,null,107]
[null,null,null,null,108]
[null,null,null,null,109]
[null,null,null,null,110]
[null,null,null,null,111]
[null,null,null,null,112]
[null,null,null,null,113]
[null,null,null,null,114]
[null,null,null,null,115]
[null,null,null,null,116]
[null,null,null,null,117]
[null,null,null,null,118]
[null,null,null,null,119]
[null,null,null,null,120]
[null,null,null,null,121]
[null,null,null,null,122]
[null,null,null,null,123]
[null,null,null,null,124]
[null,null,null,null,125]
[null,null,null,null,126]
[null,null,null,null,127]
[null,null,null,null,128]
[null,null,null,null,129]
[null,null,null,null,130]
[null,null,null,null,131]
[null,null,null,null,132]
[null,null,null,null,133]
[null,null,null,null,134]
[null,null,null,null,135]
[null,null,null,null,136]
[null,null,null,null,137]
[null,null,null,null,138]
[null,null,null,null,139]
[null,null,null,null,140]
[null,null,null,null,141]
[null,null,null,null,142]
[null,null,null,null,143]
[null,null,null,null,144]
[null,null,null,null,145]
[null,null,null,null,146]
[null,null,null,null,147]
[null,null,null,null,148]
[null,null,null,null,149]
[null,null,null,null,150]
[null,null,null,null,151]
[null,null,null,null,152]
[null,null,null,null,153]
[null,null,null,null,154]
[null,null,null,null,155]
[null,null,null,null,156]
[null,null,null,null,157]
[null,null,null,null,158]
[null,null,null,null,159]
[null,null,null,null,160]
[null,null,null,null,161]
[null,null,null,null,162]
[null,null,null,null,163]
[null,null,null,null,164]
[null,null,null,null,165]
[null,null,null,null,166]
[null,null,null,null,167]
[null,null,null,null,168]
[null,null,null,null,169]
[null,null,null,null,170]
[null,null,null,null,171]
[null,null,null,null,172]
[null,null,null,null,173]
[null,null,null,null,174]
[null,null,null,null,175]
[null,null,null,null,176]
[null,null,null,null,177]
[null,null,null,null,178]
[null,null,null,null,179]
[null,null,null,null,180]
[null,null,null,null,181]
[null,null,null,null,182]
[null,null,null,null,183]
[null,null,null,null,184]
[null,null,null,null,185]
[null,null,null,null,186]
[null,null,null,null,187]
[null,null,null,null,188]
[null,null,null,null,189]
[null,null,null,null,190]
[null,null,null,null,191]
[null,null,null,null,192]
[null,null,null,null,193]
[null,null,null,null,194]
[null,null,null,null,195]
[null,null,null,null,196]
[null,null,null,null,197]
[null,null,null,null,198]
[null,null,null,null,199]
[null,null,null,null,200]
[null,null,null,null,201]
[null,null,null,null,202]
[null,null,null,null,203]
[null,null,null,null,204]
[null,null,null,null,205]
[null,null,null,null,206]
[null,null,null,null,207]
[null,null,null,null,208]
[null,null,null,null,209]
[null,null,null,null,210]
[null,null,null,null,211]
[null,null,null,null,212]
[null,null,null,null,213]
[null,null,null,null,214]
[null,null,null,null,215]
[null,null,null,null,216]
[null,null,null,null,217]
[null,null,null,null,218]
[null,null,null,null,219]
[null,null,null,null,220]
[null,null,null,null,221]
[null,null,null,null,222]
[null,null,null,null,223]
[null,null,null,null,224]
[null,null,null,null,225]
[null,null,null,null,226]
[null,null,null,null,227]
[null,null,null,null,228]
[null,null,null,null,229]
[null,null,null,null,230]
[null,null,null,null,231]
[null,null,null,null,232]
[null,null,null,null,233]
[null,null,null,null,234]
[null,null,null,null,235]
[null,null,null,null,236]
[null,null,null,null,237]
[null,null,null,null,238]
[null,null,null,null,239]
[null,null,null,null,240]
[null,null,null,null,241]
[null,null,null,null,242]
[null,null,null,null,243]
[null,null,null,null,244]
[null,null,null,null,245]
[null,null,null,null,246]
[null,null,null,null,247]
[null,null,null,null,248]
[null,null,null,null,249]
[null,null,null,null,250]
[null,null,null,null,251]
[null,null,null,null,252]
[null,null,null,null,253]
[null,null,null,null,254]
[null,null,null,null,255]
[null,null,null,null,256]
[null,null,null,null,257]
[null,null,null,null,258]
[null,null,null,null,259]
[null,null,null,null,260]
[null,null,null,null,261]
[null,null,null,null,262]
[null,null,null,null,263]
[null,null,null,null,264]
[null,null,null,null,265]
[null,null,null,null,266]
[null,null,null,null,267]
[null,null,null,null,268]
[null,null,null,null,269]
[null,null,null,null,270]
[null,null,null,null,271]
[null,null,null,null,272]
[null,null,null,null,273]
[null,null,null,null,274]
[null,null,null,null,275]
[null,null,null,null,276]
[null,null,null,null,277]
[null,null,null,null,278]
[null,null,null,null,279]
[null,null,null,null,280]
[null,null,null,null,281]
[null,null,null,null,282]
[null,null,null,null,283]
[null,null,null,null,284]
[null,null,null,null,285]
[null,null,null,null,286]
[null,null,null,null,287]
[null,null,null,null,288]
[null,null,null,null,289]
[null,null,null,null,290]
[null,null,null,null,291]
[null,null,null,null,292]
[null,null,null,null,293]
[null,null,null,null,294]
[null,null,null,null,295]
[null,null,null,null,296]
[null,null,null,null,297]
[null,null,null,null,298]
[null,null,null,null,299]
[null,null,null,null,300]
[null,null,null,null,301]
[null,null,null,null,302]
[null,null,null,null,303]
[null,null,null,null,304]
[null,null,null,null,305]
[null,null,null,null,306]
[null,null,null,null,307]
[null,null,null,null,308]
[null,null,null,null,309]
[null,null,null,null,310]
[null,null,null,null,311]
[null,null,null,null,312]
[null,null,null,null,313]
[null,null,null,null,314]
[null,null,null,null,315]
[null,null,null,null,316]
[null,null,null,null,317]
[null,null,null,null,318]
[null,null,null,null,319]
[null,null,null,null,320]
[null,null,null,null,321]
[null,null,null,null,322]
[null,null,null,null,323]
[null,null,null,null,324]
[null,null,null,null,325]
[null,null,null,null,326]
[null,null,null,null,327]
[null,null,null,null,328]
[null,null,null,null,329]
[null,null,null,null,330]
[null,null,null,null,331]
[null,null,null,null,332]
[null,null,null,null,333]
[null,null,null,null,334]
[null,null,null,null,335]
[null,null,null,null,336]
[null,null,null,null,337]
[null,null,null,null,338]
[null,null,null,null,339]
[null,null,null,null,340]
[null,null,null,null,341]
[null,null,null,null,342]
[null,null,null,null,343]
[null,null,null,null,344]
[null,null,null,null,345]
[null,null,null,null,346]
[null,null,null,null,347]
[null,null,null,null,348]
[null,null,null,null,349]
[null,null,null,null,350]
[null,null,null,null,351]
[null,null,null,null,352]
[null,null,null,null,353]
[null,null,null,null,354]
[null,null,null,null,355]
[null,null,null,null,356]
[null,null,null,null,357]
[null,null,null,null,358]
[null,null,null,null,359]
[null,null,null,null,360]
[null,null,null,null,361]
[null,null,null,null,362]
[null,null,null,null,363]
[null,null,null,null,364]
[null,null,null,null,365]
[null,null,null,null,366]
[null,null,null,null,367]
[null,null,null,null,368]
[null,null,null,null,369]
[null,null,null,null,370]
[null,null,null,null,371]
[null,null,null,null,372]
[null,null,null,null,373]
[null,null,null,null,374]
[null,null,null,null,375]
[null,null,null,null,376]
[null,null,null,null,377]
[null,null,null,null,378]
[null,null,null,null,379]
[null,null,null,null,380]
[null,null,null,null,381]
[null,null,null,null,382]
[null,null,null,null,383]
[null,null,null,null,384]
[null,null,null,null,385]
[null,null,null,null,386]
[null,null,null,null,387]
[null,null,null,null,388]
[null,null,null,null,389]
[null,null,null,null,390]
[null,null,null,null,391]
[null,null,null,null,392]
[null,null,null,null,393]
[null,null,null,null,394]
[null,null,null,null,395]
[null,null,null,null,396]
[null,null,null,null,397]
[null,null,null,null,398]
[null,null,null,null,399]
[null,null,null,null,400]
[null,null,null,null,401]
[null,null,null,null,402]
[null,null,null,null,403]
[null,null,null,null,404]
[null,null,null,null,405]
[null,null,null,null,406]
[null,null,null,null,407]
[null,null,null,null,408]
[null,null,null,null,409]
[null,null,null,null,410]
[null,null,null,null,411]
[null,null,null,null,412]
[null,null,null,null,413]
[null,null,null,null,414]
[null,null,null,null,415]
[null,null,null,null,416]
[null,null,null,null,417]
[null,null,null,null,418]
[null,null,null,null,419]
[null,null,null,null,420]
[null,null,null,null,421]
[null,null,null,null,422]
[null,null,null,null,423]
[null,null,null,null,424]
[null,null,null,null,425]
[null,null,null,null,426]
[null,null,null,null,427]
[null,null,null,null,428]
[null,null,null,null,429]
[null,null,null,null,430]
[null,null,null,null,431]
[null,null,null,null,432]
[null,null,null,null,433]
[null,null,null,null,434]
[null,null,null,null,435]
[null,null,null,null,436]
[null,null,null,null,437]
[null,null,null,null,438]
[null,null,null,null,439]
[null,null,null,null,440]
[null,null,null,null,441]
[null,null,null,null,442]
[null,null,null,null,443]
[null,null,null,null,444]
[null,null,null,null,445]
[null,null,null,null,446]
[null,null,null,null,447]
[null,null,null,null,448]
[null,null,null,null,449]
[null,null,null,null,450]
[null,null,null,null,451]
[null,null,null,null,452]
[null,null,null,null,453]
[null,null,null,null,454]
[null,null,null,null,455]
[null,null,null,null,456]
[null,null,null,null,457]
[null,null,null,null,458]
[null,null,null,null,459]
[null,null,null,null,460]
[null,null,null,null,461]
[null,null,null,null,462]
[null,null,null,null,463]
[null,null,null,null,464]
[null,null,null,null,465]
[null,null,null,null,466]
[null,null,null,null,467]
[null,null,null,null,468]
[null,null,null,null,469]
[null,null,null,null,470]
[null,null,null,null,471]
[null,null,null,null,472]
[null,null,null,null,473]
[null,null,null,null,474]
[null,null,null,null,475]
[null,null,null,null,476]
[null,null,null,null,477]
[null,null,null,null,478]
[null,null,null,null,479]
[null,null,null,null,480]
[null,null,null,null,481]
[null,null,null,null,482]
[null,null,null,null,483]
[null,null,null,null,484]
[null,null,null,null,485]
[null,null,null,null,486]
[null,null,null,null,487]
[null,null,null,null,488]
[null,null,null,null,489]
[null,null,null,null,490]
[null,null,null,null,491]
[null,null,null,null,492]
[null,null,null,null,493]
[null,null,null,null,494]
[null,null,null,null,495]
[null,null,null,null,496]
[null,null,null,null,497]
[null,null,null,null,498]
[null,null,null,null,499]
[null,null,null,null,500]
[null,null,null,null,501]
[null,null,null,null,502]
[null,null,null,null,503]
[null,null,null,null,504]
[null,null,null,null,505]
[null,null,null,null,506]
[null,null,null,null,507]
[null,null,null,null,508]
[null,null,null,null,509]
[null,null,null,null,510]
[null,null,null,null,511]
[null,null,null,null,512]
[null,null,null,null,513]
[null,null,null,null,514]
[null,null,null,null,515]
[null,null,null,null,516]
[null,null,null,null,517]
[null,null,null,null,518]
[null,null,null,null,519]
[null,null,null,null,520]
[null,null,null,null,521]
[null,null,null,null,522]
[null,null,null,null,523]
[null,null,null,null,524]
[null,null,null,null,525]
[null,null,null,null,526]
[null,null,null,null,527]
[null,null,null,null,528]
[null,null,null,null,529]
[null,null,null,null,530]
[null,null,null,null,531]
[null,null,null,null,532]
[null,null,null,null,533]
[null,null,null,null,534]
[null,null,null,null,535]
[null,null,null,null,536]
[null,null,null,null,537]
[null,null,null,null,538]
[null,null,null,null,539]
[null,null,null,null,540]
[null,null,null,null,541]
[null,null,null,null,542]
[null,null,null,null,543]
[null,null,null,null,544]
[null,null,null,null,545]
[null,null,null,null,546]
[null,null,null,null,547]
[null,null,null,null,548]
[null,null,null,null,549]
[null,null,null,null,550]
[null,null,null,null,551]
[null,null,null,null,552]
[null,null,null,null,553]
[null,null,null,null,554]
[null,null,null,null,555]
[null,null,null,null,556]
[null,null,null,null,557]
[null,null,null,null,558]
[null,null,null,null,559]
[null,null,null,null,560]
[null,null,null,null,561]
[null,null,null,null,562]
[null,null,null,null,563]
[null,null,null,null,564]
[null,null,null,null,565]
[null,null,null,null,566]
[null,null,null,null,567]
[null,null,null,null,568]
[null,null,null,null,569]
[null,null,null,null,570]
[null,null,null,null,571]
[null,null,null,null,572]
[null,null,null,null,573]
[null,null,null,null,574]
[null,null,null,null,575]
[null,null,null,null,576]
[null,null,null,null,577]
[null,null,null,null,578]
[null,null,null,null,579]
[null,null,null,null,580]
[null,null,null,null,581]
[null,null,null,null,582]
[null,null,null,null,583]
[null,null,null,null,584]
[null,null,null,null,585]
[null,null,null,null,586]
[null,null,null,null,587]
[null,null,null,null,588]
[null,null,null,null,589]
[null,null,null,null,590]
[null,null,null,null,591]
[null,null,null,null,592]
[null,null,null,null,593]
[null,null,null,null,594]
[null,null,null,null,595]
[null,null,null,null,596]
[null,null,null,null,597]
[null,null,null,null,598]
[null,null,null,null,599]
[null,null,null,null,600]
[null,null,null,null,601]
[null,null,null,null,602]
[null,null,null,null,603]
[null,null,null,null,604]
[null,null,null,null,605]
[null,null,null,null,606]
[null,null,null,null,607]
[null,null,null,null,608]
[null,null,null,null,609]
[null,null,null,null,610]
[null,null,null,null,611]
[null,null,null,null,612]
[null,null,null,null,613]
[null,null,null,null,614]
[null,null,null,null,615]
[null,null,null,null,616]
[null,null,null,null,617]
[null,null,null,null,618]
[null,null,null,null,619]
[null,null,null,null,620]
[null,null,null,null,621]
[null,null,null,null,622]
[null,null,null,null,623]
[null,null,null,null,624]
[null,null,null,null,625]
[null,null,null,null,626]
[null,null,null,null,627]
[null,null,null,null,628]
[null,null,null,null,629]
[null,null,null,null,630]
[null,null,null,null,631]
[null,null,null,null,632]
[null,null,null,null,633]
[null,null,null,null,634]
[null,null,null,null,635]
[null,null,null,null,636]
[null,null,null,null,637]
[null,null,null,null,638]
[null,null,null,null,639]
[null,null,null,null,640]
[null,null,null,null,641]
[null,null,null,null,642]
[null,null,null,null,643]
[null,null,null,null,644]
[null,null,null,null,645]
[null,null,null,null,646]
[null,null,null,null,647]
[null,null,null,null,648]
[null,null,null,null,649]
[null,null,null,null,650]
[null,null,null,null,651]
[null,null,null,null,652]
[null,null,null,null,653]
[null,null,null,null,654]
[null,null,null,null,655]
[null,null,null,null,656]
[null,null,null,null,657]
[null,null,null,null,658]
[null,null,null,null,659]
[null,null,null,null,660]
[null,null,null,null,661]
[null,null,null,null,662]
[null,null,null,null,663]
[null,null,null,null,664]
[null,null,null,null,665]
[null,null,null,null,666]
[null,null,null,null,667]
[null,null,null,null,668]
[null,null,null,null,669]
[null,null,null,null,670]
[null,null,null,null,671]
[null,null,null,null,672]
[null,null,null,null,673]
[null,null,null,null,674]
[null,null,null,null,675]
[null,null,null,null,676]
[null,null,null,null,677]
[null,null,null,null,678]
[null,null,null,null,679]
[null,null,null,null,680]
[null,null,null,null,681]
[null,null,null,null,682]
[null,null,null,null,683]
[null,null,null,null,684]
[null,null,null,null,685]
[null,null,null,null,686]
[null,null,null,null,687]
[null,null,null,null,688]
[null,null,null,null,689]
[null,null,null,null,690]
[null,null,null,null,691]
[null,null,null,null,692]
[null,null,null,null,693]
[null,null,null,null,694]
[null,null,null,null,695]
[null,null,null,null,696]
[null,null,null,null,697]
[null,null,null,null,698]
[null,null,null,null,699]
[null,null,null,null,700]
[null,null,null,null,701]
[null,null,null,null,702]
[null,null,null,null,703]
[null,null,null,null,704]
[null,null,null,null,705]
[null,null,null,null,706]
[null,null,null,null,707]
[null,null,null,null,708]
[null,null,null,null,709]
[null,null,null,null,710]
[null,null,null,null,711]
[null,null,null,null,712]
[null,null,null,null,713]
[null,null,null,null,714]
[null,null,null,null,715]
[null,null,null,null,716]
[null,null,null,null,717]
[null,null,null,null,718]
[null,null,null,null,719]
[null,null,null,null,720]
[null,null,null,null,721]
[null,null,null,null,722]
[null,null,null,null,723]
[null,null,null,null,724]
[null,null,null,null,725]
[null,null,null,null,726]
[null,null,null,null,727]
[null,null,null,null,728]
[null,null,null,null,729]
[null,null,null,null,730]
[null,null,null,null,731]
[null,null,null,null,732]
[null,null,null,null,733]
[null,null,null,null,734]
[null,null,null,null,735]
[null,null,null,null,736]
[null,null,null,null,737]
[null,null,null,null,738]
[null,null,null,null,739]
[null,null,null,null,740]
[null,null,null,null,741]
[null,null,null,null,742]
[null,null,null,null,743]
[null,null,null,null,744]
[null,null,null,null,745]
[null,null,null,null,746]
[null,null,null,null,747]
[null,null,null,null,748]
[null,null,null,null,749]
[null,null,null,null,750]
[null,null,null,null,751]
[null,null,null,null,752]
[null,null,null,null,753]
[null,null,null,null,754]
[null,null,null,null,755]
[null,null,null,null,756]
[null,null,null,null,757]
[null,null,null,null,758]
[null,null,null,null,759]
[null,null,null,null,760]
[null,null,null,null,761]
[null,null,null,null,762]
[null,null,null,null,763]
[null,null,null,null,764]
[null,null,null,null,765]
[null,null,null,null,766]
[null,null,null,null,767]
[null,null,null,null,768]
[null,null,null,null,769]
[null,null,null,null,770]
[null,null,null,null,771]
[null,null,null,null,772]
[null,null,null,null,773]
[null,null,null,null,774]
[null,null,null,null,775]
[null,null,null,null,776]
[null,null,null,null,777]
[null,null,null,null,778]
[null,null,null,null,779]
[null,null,null,null,780]
[null,null,null,null,781]
[null,null,null,null,782]
[null,null,null,null,783]
[null,null,null,null,784]
[null,null,null,null,785]
[null,null,null,null,786]
[null,null,null,null,787]
[null,null,null,null,788]
[null,null,null,null,789]
[null,null,null,null,790]
[null,null,null,null,791]
[null,null,null,null,792]
[null,null,null,null,793]
[null,null,null,null,794]
[null,null,null,null,795]
[null,null,null,null,796]
[null,null,null,null,797]
[null,null,null,null,798]
[null,null,null,null,799]
[null,null,null,null,800]
[null,null,null,null,801]
[null,null,null,null,802]
[null,null,null,null,803]
[null,null,null,null,804]
[null,null,null,null,805]
[null,null,null,null,806]
[null,null,null,null,807]
[null,null,null,null,808]
[null,null,null,null,809]
[null,null,null,null,810]
[null,null,null,null,811]
[null,null,null,null,812]
[null,null,null,null,813]
[null,null,null,null,814]
[null,null,null,null,815]
[null,null,null,null,816]
[null,null,null,null,817]
[null,null,null,null,818]
[null,null,null,null,819]
[null,null,null,null,820]
[null,null,null,null,821]
[null,null,null,null,822]
[null,null,null,null,823]
[null,null,null,null,824]
[null,null,null,null,825]
[null,null,null,null,826]
[null,null,null,null,827]
[null,null,null,null,828]
[null,null,null,null,829]
[null,null,null,null,830]
[null,null,null,null,831]
[null,null,null,null,832]
[null,null,null,null,833]
[null,null,null,null,834]
[null,null,null,null,835]
[null,null,null,null,836]
[null,null,null,null,837]
[null,null,null,null,838]
[null,null,null,null,839]
[null,null,null,null,840]
[null,null,null,null,841]
[null,null,null,null,842]
[null,null,null,null,843]
[null,null,null,null,844]
[null,null,null,null,845]
[null,null,null,null,846]
[null,null,null,null,847]
[null,null,null,null,848]
[null,null,null,null,849]
[null,null,null,null,850]
[null,null,null,null,851]
[null,null,null,null,852]
[null,null,null,null,853]
[null,null,null,null,854]
[null,null,null,null,855]
[null,null,null,null,856]
[null,null,null,null,857]
[null,null,null,null,858]
[null,null,null,null,859]
[null,null,null,null,860]
[null,null,null,null,861]
[null,null,null,null,862]
[null,null,null,null,863]
[null,null,null,null,864]
[null,null,null,null,865]
[null,null,null,null,866]
[null,null,null,null,867]
[null,null,null,null,868]
[null,null,null,null,869]
[null,null,null,null,870]
[null,null,null,null,871]
[null,null,null,null,872]
[null,null,null,null,873]
[null,null,null,null,874]
[null,null,null,null,875]
[null,null,null,null,876]
[null,null,null,null,877]
[null,null,null,null,878]
[null,null,null,null,879]
[null,null,null,null,880]
[null,null,null,null,881]
[null,null,null,null,882]
[null,null,null,null,883]
[null,null,null,null,884]
[null,null,null,null,885]
[null,null,null,null,886]
[null,null,null,null,887]
[null,null,null,null,888]
[null,null,null,null,889]
[null,null,null,null,890]
[null,null,null,null,891]
[null,null,null,null,892]
[null,null,null,null,893]
[null,null,null,null,894]
[null,null,null,null,895]
[null,null,null,null,896]
[null,null,null,null,897]
[null,null,null,null,898]
[null,null,null,null,899]
[null,null,null,null,900]
[null,null,null,null,901]
[null,null,null,null,902]
[null,null,null,null,903]
[null,null,null,null,904]
[null,null,null,null,905]
[null,null,null,null,906]
[null,null,null,null,907]
[null,null,null,null,908]
[null,null,null,null,909]
[null,null,null,null,910]
[null,null,null,null,911]
[null,null,null,null,912]
[null,null,null,null,913]
[null,null,null,null,914]
[null,null,null,null,915]
[null,null,null,null,916]
[null,null,null,null,917]
[null,null,null,null,918]
[null,null,null,null,919]
[null,null,null,null,920]
[null,null,null,null,921]
[null,null,null,null,922]
[null,null,null,null,923]
[null,null,null,null,924]
[null,null,null,null,925]
[null,null,null,null,926]
[null,null,null,null,927]
[null,null,null,null,928]
[null,null,null,null,929]
[null,null,null,null,930]
[null,null,null,null,931]
[null,null,null,null,932]
[null,null,null,null,933]
[null,null,null,null,934]
[null,null,null,null,935]
[null,null,null,null,936]
[null,null,null,null,937]
[null,null,null,null,938]
[null,null,null,null,939]
[null,null,null,null,940]
[null,null,null,null,941]
[null,null,null,null,942]
[null,null,null,null,943]
[null,null,null,null,944]
[null,null,null,null,945]
[null,null,null,null,946]
[null,null,null,null,947]
[null,null,null,null,948]
[null,null,null,null,949]
[null,null,null,null,950]
[null,null,null,null,951]
[null,null,null,null,952]
[null,null,null,null,953]
[null,null,null,null,954]
[null,null,null,null,955]
[null,null,null,null,956]
[null,null,null,null,957]
[null,null,null,null,958]
[null,null,null,null,959]
[null,null,null,null,960]
[null,null,null,null,961]
[null,null,null,null,962]
[null,null,null,null,963]
[null,null,null,null,964]
[null,null,null,null,965]
[null,null,null,null,966]
[null,null,null,null,967]
[null,null,null,null,968]
[null,null,null,null,969]
[null,null,null,null,970]
[null,null,null,null,971]
[null,null,null,null,972]
[null,null,null,null,973]
[null,null,null,null,974]
[null,null,null,null,975]
[null,null,null,null,976]
[null,null,null,null,977]
[null,null,null,null,978]
[null,null,null,null,979]
[null,null,null,null,980]
[null,null,null,null,981]
[null,null,null,null,982]
[null,null,null,null,983]
[null,null,null,null,984]
[null,null,null,null,985]
[null,null,null,null,986]
[null,null,null,null,987]
[null,null,null,null,988]
[null,null,null,null,989]
[null,null,null,null,990]
[null,null,null,null,991]
[null,null,null,null,992]
[null,null,null,null,993]
[null,null,null,null,994]
[null,null,null,null,995]
[null,null,null,null,996]
[null,null,null,null,997]
[null,null,null,null,998]
[null,null,null,null,999]
[null,null,null,null,1000]
[null,null,null,null,1001]

{"sheet":"Life LAMPS","index":9,"n_rows":1045,"n_cols":67,"rows_kept":1045,"cut":false,"hidden":true,"merged":[]}
[]
["MORTALITY DATA  (TRADITIONAL LAMPS)",null,null,null,null,null,null,null,null,null,null,null,null,null,null,null,null,null,null,null,null,null,null,null,null,null,null,null,null,null,null,null,null,null,null,null,null,null,null,null,null,"Inputted ->",{"$f":"'CALCULATOR INPUT SHEET'!Z21","v":"LED"},{"$f":"'CALCULATOR INPUT SHEET'!AA21","v":"LED"},{"$f":"'CALCULATOR INPUT SHEET'!AB21","v":"LED"},{"$f":"'CALCULATOR INPUT SHEET'!AC21","v":"LED"},{"$f":"'CALCULATOR INPUT SHEET'!AD21","v":"LED"},{"$f":"'CALCULATOR INPUT SHEET'!AE21","v":"LED"},{"$f":"'CALCULATOR INPUT SHEET'!AF21","v":"LED"},{"$f":"'CALCULATOR INPUT SHEET'!AG21","v":"LED"},{"$f":"'CALCULATOR INPUT SHEET'!AH21","v":"LED"},{"$f":"'CALCULATOR INPUT SHEET'!AI21","v":"LED"},{"$f":"'CALCULATOR INPUT SHEET'!AJ21","v":"LED"},{"$f":"'CALCULATOR INPUT SHEET'!AK21","v":"LED"},{"$f":"'CALCULATOR INPUT SHEET'!AL21","v":"LED"},{"$f":"'CALCULATOR INPUT SHEET'!AM21","v":"LED"},{"$f":"'CALCULATOR INPUT SHEET'!AN21","v":"LED"},{"$f":"'CALCULATOR INPUT SHEET'!AO21","v":"LED"},{"$f":"'CALCULATOR INPUT SHEET'!AP21","v":"LED"},{"$f":"'CALCULATOR INPUT SHEET'!AQ21","v":"LED"},{"$f":"'CALCULATOR INPUT SHEET'!AR21","v":"LED"},{"$f":"'CALCULATOR INPUT SHEET'!AS21","v":"LED"}]
[null,null,null,null,null,null,null,null,null,null,null,null,null,null,null,null,null,null,null,null,null,null,null,null,null,null,null,null,null,null,null,null,null,null,null,null,null,null,null,null,null,"equivelant used for calculations ->",{"$f":"VLOOKUP(AQ2,$BN$5:$BO$16,2)","v":"LED"},"LED","LED","LED","LED","LED","LED","LED","LED",{"$f":"VLOOKUP(AZ2,$BN$5:$BO$16,2)","v":"LED"},"LED","LED","LED","LED","LED","LED","LED","LED","LED","LED"]
[null,"YEARS",null,null,null,null,null,null,null,null,null,null,null,null,null,null,null,null,null,null,null,null,null,null,null,null,null,null,null,null,null,null,"HOURS",null,"MHLife",null,"HPSLife","CFLLife","InductionLife","CMHLife","LFLLife",null,"AltLife",null,null,null,null,null,null,null,null,null,null,null,null,null,null,null,null,null,null,null,null,null,null,"INPUTTED","ACUAL USED FOR CALC"]
[null,"Life","X","MH","HPS","CFL","Induction","CMH","Fluorescent","LED",1,2,3,4,5,6,7,8,9,10,11,12,13,14,15,16,17,18,19,20,null,null,"Life","X","MH","<-- MP also","HPS","CFL","Induction","CMH","Fluorescent","LED",1,2,3,4,5,6,7,8,9,10,11,12,13,14,15,16,17,18,19,20,null,null,null,"BIAX","FLUORESCENT"]
[null,0,0,0,{"$f":"AK6/(24*365)","v":0},0,0,0,0,0,0,0,0,0,0,0,0,0,0,0,0,0,0,0,0,0,0,0,0,0,null,null,0,0,0,null,0,0,0,0,0,0,{"$f":"AQ$16 * (         INDEX($AI6:$AP6,1,MATCH(AQ$3,$AI$5:$AP$5,0))          /          INDEX($AI$16:$AP$16,1,MATCH(AQ$3,$AI$5:$AP$5,0))             )","v":0},0,0,0,0,0,0,0,0,0,0,0,0,0,0,0,0,0,0,0,null,null,null,"CFL","FLUORESCENT"]
[null,0.05,1,{"$f":"AI7/(24*365)","v":0.12400559360730594},{"$f":"AK7/(24*365)","v":0.35240867579908675},{"$f":"AL7/(24*365)","v":0.19210045662100456},{"$f":"AM7/(24*365)","v":0},{"$f":"AN7/(24*365)","v":0.17296803652968037},{"$f":"AO7/(24*365)","v":1.1339014740648172},{"$f":"AP7/(24*365)","v":0},{"$f":"AQ7/(24*365)","v":0},{"$f":"AR7/(24*365)","v":0},{"$f":"AS7/(24*365)","v":0},{"$f":"AT7/(24*365)","v":0},{"$f":"AU7/(24*365)","v":0},{"$f":"AV7/(24*365)","v":0},{"$f":"AW7/(24*365)","v":0},{"$f":"AX7/(24*365)","v":0},{"$f":"AY7/(24*365)","v":0},{"$f":"AZ7/(24*365)","v":0},{"$f":"BA7/(24*365)","v":0},{"$f":"BB7/(24*365)","v":0},{"$f":"BC7/(24*365)","v":0},{"$f":"BD7/(24*365)","v":0},{"$f":"BE7/(24*365)","v":0},{"$f":"BF7/(24*365)","v":0},{"$f":"BG7/(24*365)","v":0},{"$f":"BH7/(24*365)","v":0},{"$f":"BI7/(24*365)","v":0},{"$f":"BJ7/(24*365)","v":0},null,null,0.05,1,{"$f":"$AI$27*AH7^2+$AI$28*AH7+$AI$29","v":1086.289},null,{"$f":"LN(AH7)*$AK$27+$AK$28","v":3087.1},{"$f":"LN(AH7)*$AL$27+$AL$28","v":1682.8},{"$f":"LN(AH7)*$AM$27+$AM$28","v":0},{"$f":"LN(AH7)*$AN$27+$AN$28","v":1515.2},{"$f":"AO$28*$AG7+AO$29","v":9932.9769128077987},0,0,0,0,0,0,0,0,0,0,0,0,0,0,0,0,0,0,0,0,0,null,null,null,"CMH","MH"]
[null,0.1,2,0.408545205479452,1.3566016973157837,0.7114939963371617,3.2998078619739037,0.54715673708538604,1.1943384795594061,5.4510681433442167,1.5881663466033,1.5881663466033,1.5881663466033,1.5881663466033,1.5881663466033,1.5881663466033,1.5881663466033,1.5881663466033,1.5881663466033,1.5881663466033,1.5881663466033,1.5881663466033,1.5881663466033,1.5881663466033,1.5881663466033,1.5881663466033,1.5881663466033,1.5881663466033,1.5881663466033,1.5881663466033,null,null,0.1,2,3578.8559999999998,null,11883.830868486266,6232.6874079135368,28906.316870891398,4793.0930168679815,{"$f":"AO$28*$AG8+AO$29","v":10462.405080940398},{"$f":"$AP$27 * LN($AH8) + $AP$28","v":47751.356935695338},13912.337196244909,13912.337196244909,13912.337196244909,13912.337196244909,13912.337196244909,13912.337196244909,13912.337196244909,13912.337196244909,13912.337196244909,13912.337196244909,13912.337196244909,13912.337196244909,13912.337196244909,13912.337196244909,13912.337196244909,13912.337196244909,13912.337196244909,13912.337196244909,13912.337196244909,13912.337196244909,null,null,null,"FLUORESCENT","FLUORESCENT"]
[null,0.15,3,0.67808230593607299,1.9440169583889249,1.0153197401879384,5.2300717208134904,0.76604309510405144,1.2547754850539954,10.000377399123574,2.9136056312215848,2.9136056312215848,2.9136056312215848,2.9136056312215848,2.9136056312215848,2.9136056312215848,2.9136056312215848,2.9136056312215848,2.9136056312215848,2.9136056312215848,2.9136056312215848,2.9136056312215848,2.9136056312215848,2.9136056312215848,2.9136056312215848,2.9136056312215848,2.9136056312215848,2.9136056312215848,2.9136056312215848,2.9136056312215848,null,null,0.15,3,5940.0009999999993,null,17029.588555486982,8894.2009240463394,45815.428274326179,6710.5375131114906,10991.833249072999,{"$f":"$AP$27 * LN($AH9) + $AP$28","v":87603.306016322502},25523.185329501084,25523.185329501084,25523.185329501084,25523.185329501084,25523.185329501084,25523.185329501084,25523.185329501084,25523.185329501084,25523.185329501084,25523.185329501084,25523.185329501084,25523.185329501084,25523.185329501084,25523.185329501084,25523.185329501084,25523.185329501084,25523.185329501084,25523.185329501084,25523.185329501084,25523.185329501084,null,null,null,"HPS","HPS"]
[null,0.2,4,0.93261689497716882,2.3607947188324805,1.2308875360533187,6.5996157239478075,0.92134543764109156,1.3152124905485842,13.228163683948708,3.8540197696590517,3.8540197696590517,3.8540197696590517,3.8540197696590517,3.8540197696590517,3.8540197696590517,3.8540197696590517,3.8540197696590517,3.8540197696590517,3.8540197696590517,3.8540197696590517,3.8540197696590517,3.8540197696590517,3.8540197696590517,3.8540197696590517,3.8540197696590517,3.8540197696590517,3.8540197696590517,3.8540197696590517,3.8540197696590517,null,null,0.2,4,8169.7239999999993,null,20680.56173697253,10782.574815827073,57812.633741782796,8070.9860337359623,11521.261417205598,115878.71387139068,33761.213182213294,33761.213182213294,33761.213182213294,33761.213182213294,33761.213182213294,33761.213182213294,33761.213182213294,33761.213182213294,33761.213182213294,33761.213182213294,33761.213182213294,33761.213182213294,33761.213182213294,33761.213182213294,33761.213182213294,33761.213182213294,33761.213182213294,33761.213182213294,33761.213182213294,33761.213182213294,null,null,null,"INDUCTION","INDUCTION"]
[null,0.25,5,1.1721489726027396,2.6840726651485345,1.3980949087909449,7.6619165824474074,1.0418072931393676,1.3756494960431735,15.731829235092514,4.5834616454373993,4.5834616454373993,4.5834616454373993,4.5834616454373993,4.5834616454373993,4.5834616454373993,4.5834616454373993,4.5834616454373993,4.5834616454373993,4.5834616454373993,4.5834616454373993,4.5834616454373993,4.5834616454373993,4.5834616454373993,4.5834616454373993,4.5834616454373993,4.5834616454373993,4.5834616454373993,4.5834616454373993,4.5834616454373993,null,null,0.25,5,10268.025,null,23512.476546701164,12247.311401008677,67118.389262239289,9126.2318879008599,12050.689585338199,137810.82409941041,40151.124014031615,40151.124014031615,40151.124014031615,40151.124014031615,40151.124014031615,40151.124014031615,40151.124014031615,40151.124014031615,40151.124014031615,40151.124014031615,40151.124014031615,40151.124014031615,40151.124014031615,40151.124014031615,40151.124014031615,40151.124014031615,40151.124014031615,40151.124014031615,40151.124014031615,40151.124014031615,null,null,null,"LED","LED"]
[null,0.3,6,1.3966785388127851,2.9482099799056214,1.5347132799040955,8.5298795827873946,1.1402317956597572,1.4360865015377626,17.777472939728064,5.1794590542773351,5.1794590542773351,5.1794590542773351,5.1794590542773351,5.1794590542773351,5.1794590542773351,5.1794590542773351,5.1794590542773351,5.1794590542773351,5.1794590542773351,5.1794590542773351,5.1794590542773351,5.1794590542773351,5.1794590542773351,5.1794590542773351,5.1794590542773351,5.1794590542773351,5.1794590542773351,5.1794590542773351,5.1794590542773351,null,null,0.3,6,12234.903999999999,null,25826.319423973244,13444.088331959876,74721.745145217574,9988.4305299794723,12580.1177534708,155730.66295201782,45372.061315469458,45372.061315469458,45372.061315469458,45372.061315469458,45372.061315469458,45372.061315469458,45372.061315469458,45372.061315469458,45372.061315469458,45372.061315469458,45372.061315469458,45372.061315469458,45372.061315469458,45372.061315469458,45372.061315469458,45372.061315469458,45372.061315469458,45372.061315469458,45372.061315469458,45372.061315469458,null,null,null,"MH","MH"]
[null,0.35,7,1.6062055936073056,3.1715348974498836,1.65022246682808,9.263731843156819,1.2234485268130797,1.4965235070323515,19.507040047967987,5.6833676834241835,5.6833676834241835,5.6833676834241835,5.6833676834241835,5.6833676834241835,5.6833676834241835,5.6833676834241835,5.6833676834241835,5.6833676834241835,5.6833676834241835,5.6833676834241835,5.6833676834241835,5.6833676834241835,5.6833676834241835,5.6833676834241835,5.6833676834241835,5.6833676834241835,5.6833676834241835,5.6833676834241835,5.6833676834241835,null,null,0.35,7,14070.360999999997,null,27782.645701660978,14455.948809413982,81150.290946053734,10717.409094882578,13109.5459216034,170881.67082019956,49786.300906795848,49786.300906795848,49786.300906795848,49786.300906795848,49786.300906795848,49786.300906795848,49786.300906795848,49786.300906795848,49786.300906795848,49786.300906795848,49786.300906795848,49786.300906795848,49786.300906795848,49786.300906795848,49786.300906795848,49786.300906795848,49786.300906795848,49786.300906795848,49786.300906795848,49786.300906795848,null,null,null,"MP","MH"]
[null,0.4,8,1.8007301369863011,3.3649877403491777,1.750281075769476,9.8994235859217117,1.2955341381967973,1.5569605125269408,21.005259224553196,6.1198731927148033,6.1198731927148033,6.1198731927148033,6.1198731927148033,6.1198731927148033,6.1198731927148033,6.1198731927148033,6.1198731927148033,6.1198731927148033,6.1198731927148033,6.1198731927148033,6.1198731927148033,6.1198731927148033,6.1198731927148033,6.1198731927148033,6.1198731927148033,6.1198731927148033,6.1198731927148033,6.1198731927148033,6.1198731927148033,null,null,0.4,8,15774.395999999997,null,29477.292605458795,15332.462223740609,86718.950612674191,11348.879050603944,13638.974089736001,184006.07080708601,53610.089168181679,53610.089168181679,53610.089168181679,53610.089168181679,53610.089168181679,53610.089168181679,53610.089168181679,53610.089168181679,53610.089168181679,53610.089168181679,53610.089168181679,53610.089168181679,53610.089168181679,53610.089168181679,53610.089168181679,53610.089168181679,53610.089168181679,53610.089168181679,53610.089168181679,53610.089168181679,null,null,null,"T5","FLUORESCENT"]
[null,0.45,9,1.9802521689497714,3.5356252409787627,1.838539023754872,10.460143441626981,1.3591181536784227,1.6173975180215299,22.32678219550742,6.5048983388956207,6.5048983388956207,6.5048983388956207,6.5048983388956207,6.5048983388956207,6.5048983388956207,6.5048983388956207,6.5048983388956207,6.5048983388956207,6.5048983388956207,6.5048983388956207,6.5048983388956207,6.5048983388956207,6.5048983388956207,6.5048983388956207,6.5048983388956207,6.5048983388956207,6.5048983388956207,6.5048983388956207,6.5048983388956207,null,null,0.45,9,17347.008999999998,null,30972.077110973962,16105.60184809268,91630.856548652358,11905.875026222982,14168.402257868602,195582.612032645,{"$f":"AQ$16 * (         INDEX($AI15:$AP15,1,MATCH(AQ$3,$AI$5:$AP$5,0))          /          INDEX($AI$16:$AP$16,1,MATCH(AQ$3,$AI$5:$AP$5,0))             )","v":56982.909448725637},56982.909448725637,56982.909448725637,56982.909448725637,56982.909448725637,56982.909448725637,56982.909448725637,56982.909448725637,56982.909448725637,56982.909448725637,56982.909448725637,56982.909448725637,56982.909448725637,56982.909448725637,56982.909448725637,56982.909448725637,56982.909448725637,56982.909448725637,56982.909448725637,56982.909448725637,null,null,null,"T5HO","FLUORESCENT"]
[null,0.5,10,2.1447716894977171,3.6882656866652326,1.9174884485071024,10.961724444421312,1.4159959936950735,1.6778345235161187,23.508924775697007,6.8493150684931505,6.8493150684931505,6.8493150684931505,6.8493150684931505,6.8493150684931505,6.8493150684931505,6.8493150684931505,6.8493150684931505,6.8493150684931505,6.8493150684931505,6.8493150684931505,6.8493150684931505,6.8493150684931505,6.8493150684931505,6.8493150684931505,6.8493150684931505,6.8493150684931505,6.8493150684931505,6.8493150684931505,6.8493150684931505,null,null,0.5,10,18788.2,null,32309.207415187437,16797.198808922218,96024.70613313069,12404.124904768843,14697.830426001201,205938.18103510578,{"$f":"INDEX(lifeCustom,1,AQ5)","v":60000},60000,60000,60000,60000,60000,60000,60000,60000,60000,60000,60000,60000,60000,60000,60000,60000,60000,60000,60000,"<-- Inputted life of each comparison (hours)",null,null,"T8","FLUORESCENT"]
[null,0.55000000000000004,11,2.2942886986301367,3.8263457656488722,1.9889068904310259,11.415459653140463,1.4674482585688922,1.738271529010708,24.578302817070028,7.1608778984641681,7.1608778984641681,7.1608778984641681,7.1608778984641681,7.1608778984641681,7.1608778984641681,7.1608778984641681,7.1608778984641681,7.1608778984641681,7.1608778984641681,7.1608778984641681,7.1608778984641681,7.1608778984641681,7.1608778984641681,7.1608778984641681,7.1608778984641681,7.1608778984641681,7.1608778984641681,7.1608778984641681,7.1608778984641681,null,null,0.55000000000000004,11,20097.968999999997,null,33518.788907084119,17422.824360175786,99999.426561510452,12854.846745063496,15227.258594133802,215305.93267753345,{"$f":"AQ$16 * (         INDEX($AI17:$AP17,1,MATCH(AQ$3,$AI$5:$AP$5,0))          /          INDEX($AI$16:$AP$16,1,MATCH(AQ$3,$AI$5:$AP$5,0))             )","v":62729.290390546113},62729.290390546113,62729.290390546113,62729.290390546113,62729.290390546113,62729.290390546113,62729.290390546113,62729.290390546113,62729.290390546113,62729.290390546113,62729.290390546113,62729.290390546113,62729.290390546113,62729.290390546113,62729.290390546113,62729.290390546113,62729.290390546113,62729.290390546113,62729.290390546113,62729.290390546113]
[null,0.6,12,2.4288031963470313,3.952403001422319,2.054106819620253,11.829687444761298,1.5144204962154628,1.7987085345052969,25.554568480332556,7.4453124773330881,7.4453124773330881,7.4453124773330881,7.4453124773330881,7.4453124773330881,7.4453124773330881,7.4453124773330881,7.4453124773330881,7.4453124773330881,7.4453124773330881,7.4453124773330881,7.4453124773330881,7.4453124773330881,7.4453124773330881,7.4453124773330881,7.4453124773330881,7.4453124773330881,7.4453124773330881,7.4453124773330881,7.4453124773330881,null,null,0.6,12,21276.315999999995,null,34623.050292459513,17993.975739873415,103628.06201610898,13266.323546847454,15756.686762266401,223858.01988771319,65220.937301437851,65220.937301437851,65220.937301437851,65220.937301437851,65220.937301437851,65220.937301437851,65220.937301437851,65220.937301437851,65220.937301437851,65220.937301437851,65220.937301437851,65220.937301437851,65220.937301437851,65220.937301437851,65220.937301437851,65220.937301437851,65220.937301437851,65220.937301437851,65220.937301437851,65220.937301437851]
[null,0.65,13,2.5483151826484014,4.068364417299585,2.1140849403325652,12.210740074682473,1.5576307661456172,1.8591455399998862,26.452645832970553,7.7069669257090032,7.7069669257090032,7.7069669257090032,7.7069669257090032,7.7069669257090032,7.7069669257090032,7.7069669257090032,7.7069669257090032,7.7069669257090032,7.7069669257090032,7.7069669257090032,7.7069669257090032,7.7069669257090032,7.7069669257090032,7.7069669257090032,7.7069669257090032,7.7069669257090032,7.7069669257090032,7.7069669257090032,7.7069669257090032,null,null,0.65,13,22323.240999999998,null,35638.872295544366,18519.384077313272,106966.08305421847,13644.845511435607,16286.114930399002,231725.17749682206,67513.030269210867,67513.030269210867,67513.030269210867,67513.030269210867,67513.030269210867,67513.030269210867,67513.030269210867,67513.030269210867,67513.030269210867,67513.030269210867,67513.030269210867,67513.030269210867,67513.030269210867,67513.030269210867,67513.030269210867,67513.030269210867,67513.030269210867,67513.030269210867,67513.030269210867,67513.030269210867]
[null,0.7,14,2.652824657534246,4.1757279189665804,2.1696160065442371,12.563539705130722,1.5976372273687851,1.919582545494475,27.284135588572479,7.9492211064799347,7.9492211064799347,7.9492211064799347,7.9492211064799347,7.9492211064799347,7.9492211064799347,7.9492211064799347,7.9492211064799347,7.9492211064799347,7.9492211064799347,7.9492211064799347,7.9492211064799347,7.9492211064799347,7.9492211064799347,7.9492211064799347,7.9492211064799347,7.9492211064799347,7.9492211064799347,7.9492211064799347,7.9492211064799347,null,null,0.7,14,23238.743999999995,null,36579.376570147244,19005.836217327516,110056.60781694512,13995.302111750558,16815.543098531602,239009.0277558949,69635.176892764226,69635.176892764226,69635.176892764226,69635.176892764226,69635.176892764226,69635.176892764226,69635.176892764226,69635.176892764226,69635.176892764226,69635.176892764226,69635.176892764226,69635.176892764226,69635.176892764226,69635.176892764226,69635.176892764226,69635.176892764226,69635.176892764226,69635.176892764226,69635.176892764226,69635.176892764226]
[null,0.75,15,2.7423316210045665,4.2756809477383726,2.2213141923578785,12.891988303260897,1.6348823517137387,1.9800195509890641,28.05823403147636,8.1747543531114335,8.1747543531114335,8.1747543531114335,8.1747543531114335,8.1747543531114335,8.1747543531114335,8.1747543531114335,8.1747543531114335,8.1747543531114335,8.1747543531114335,8.1747543531114335,8.1747543531114335,8.1747543531114335,8.1747543531114335,8.1747543531114335,8.1747543531114335,8.1747543531114335,8.1747543531114335,8.1747543531114335,8.1747543531114335,null,null,0.75,15,24022.825000000001,null,37454.965102188144,19458.712325055018,112933.81753656546,14321.569401012352,17344.971266664201,245790.1301157329,71610.848133256164,71610.848133256164,71610.848133256164,71610.848133256164,71610.848133256164,71610.848133256164,71610.848133256164,71610.848133256164,71610.848133256164,71610.848133256164,71610.848133256164,71610.848133256164,71610.848133256164,71610.848133256164,71610.848133256164,71610.848133256164,71610.848133256164,71610.848133256164,71610.848133256164,71610.848133256164]
[null,0.8,16,2.8168360730593602,4.3691807618658745,2.2696746154856333,13.199231447895615,1.6697228387525029,2.0404565564836532,28.782354765157688,8.3857266157705528,8.3857266157705528,8.3857266157705528,8.3857266157705528,8.3857266157705528,8.3857266157705528,8.3857266157705528,8.3857266157705528,8.3857266157705528,8.3857266157705528,8.3857266157705528,8.3857266157705528,8.3857266157705528,8.3857266157705528,8.3857266157705528,8.3857266157705528,8.3857266157705528,8.3857266157705528,8.3857266157705528,8.3857266157705528,null,null,0.8,16,24675.483999999997,null,38274.023473945061,19882.349631654146,115625.26748356559,14626.772067471926,17874.399434796804,252133.42774278135,73458.96515415005,73458.96515415005,73458.96515415005,73458.96515415005,73458.96515415005,73458.96515415005,73458.96515415005,73458.96515415005,73458.96515415005,73458.96515415005,73458.96515415005,73458.96515415005,73458.96515415005,73458.96515415005,73458.96515415005,73458.96515415005,73458.96515415005,73458.96515415005,73458.96515415005,73458.96515415005]
[null,0.85,17,2.8763380136986294,4.4570103366914884,2.3151022501962797,13.487842019084061,1.7024504456668774,2.1008935619782423,29.462561637814304,8.5839045940078194,8.5839045940078194,8.5839045940078194,8.5839045940078194,8.5839045940078194,8.5839045940078194,8.5839045940078194,8.5839045940078194,8.5839045940078194,8.5839045940078194,8.5839045940078194,8.5839045940078194,8.5839045940078194,8.5839045940078194,8.5839045940078194,8.5839045940078194,8.5839045940078194,8.5839045940078194,8.5839045940078194,8.5839045940078194,null,null,0.85,17,25196.720999999994,null,39043.410549417436,20280.295711719409,118153.49608717638,14913.465904041846,18403.827602929403,258092.0399472533,75195.004243508491,75195.004243508491,75195.004243508491,75195.004243508491,75195.004243508491,75195.004243508491,75195.004243508491,75195.004243508491,75195.004243508491,75195.004243508491,75195.004243508491,75195.004243508491,75195.004243508491,75195.004243508491,75195.004243508491,75195.004243508491,75195.004243508491,75195.004243508491,75195.004243508491,75195.004243508491]
[null,0.9,18,2.9208374429223745,4.5398182624954595,2.3579325634710289,13.759951303600884,1.7333068542341281,2.1613305674728314,30.103877736111908,8.770751761951372,8.770751761951372,8.770751761951372,8.770751761951372,8.770751761951372,8.770751761951372,8.770751761951372,8.770751761951372,8.770751761951372,8.770751761951372,8.770751761951372,8.770751761951372,8.770751761951372,8.770751761951372,8.770751761951372,8.770751761951372,8.770751761951372,8.770751761951372,8.770751761951372,8.770751761951372,null,null,0.9,18,25586.536,null,39768.807979460224,20655.489256006214,120537.17341954375,15183.768043090962,18933.255771062002,263709.96896834031,76831.785434694015,76831.785434694015,76831.785434694015,76831.785434694015,76831.785434694015,76831.785434694015,76831.785434694015,76831.785434694015,76831.785434694015,76831.785434694015,76831.785434694015,76831.785434694015,76831.785434694015,76831.785434694015,76831.785434694015,76831.785434694015,76831.785434694015,76831.785434694015,76831.785434694015,76831.785434694015]
[null,0.95,19,2.9503343607305932,4.61814784070791,2.3984465642861226,14.017344605956399,1.7624945128399654,2.2217675729674204,30.710510724352957,8.9474940207764035,8.9474940207764035,8.9474940207764035,8.9474940207764035,8.9474940207764035,8.9474940207764035,8.9474940207764035,8.9474940207764035,8.9474940207764035,8.9474940207764035,8.9474940207764035,8.9474940207764035,8.9474940207764035,8.9474940207764035,8.9474940207764035,8.9474940207764035,8.9474940207764035,8.9474940207764035,8.9474940207764035,8.9474940207764035,null,null,0.95,19,25844.928999999996,null,40454.97508460129,21010.391903146432,122791.93874817806,15439.451932478096,{"$f":"AO$28*$AG25+AO$29","v":19462.683939194605},269024.07394533191,78380.047622001293,78380.047622001293,78380.047622001293,78380.047622001293,78380.047622001293,78380.047622001293,78380.047622001293,78380.047622001293,78380.047622001293,78380.047622001293,78380.047622001293,78380.047622001293,78380.047622001293,78380.047622001293,78380.047622001293,78380.047622001293,78380.047622001293,78380.047622001293,78380.047622001293,78380.047622001293]
[null,1,20,2.9648287671232878,4.6924587081819293,2.4368819882232593,14.261532306395214,1.7901846942507789,2.2822045784620095,31.286020316301496,9.1151684915489017,9.1151684915489017,9.1151684915489017,9.1151684915489017,9.1151684915489017,9.1151684915489017,9.1151684915489017,9.1151684915489017,9.1151684915489017,9.1151684915489017,9.1151684915489017,9.1151684915489017,9.1151684915489017,9.1151684915489017,9.1151684915489017,9.1151684915489017,9.1151684915489017,9.1151684915489017,9.1151684915489017,9.1151684915489017,null,null,1,20,{"$f":"$AI$27*AH26^2+$AI$28*AH26+$AI$29","v":25971.9},null,41105.938283673699,21347.086216835753,124931.02300402208,15682.017921636823,19992.112107327204,274065.53797080112,79848.875985968378,79848.875985968378,79848.875985968378,79848.875985968378,79848.875985968378,79848.875985968378,79848.875985968378,79848.875985968378,79848.875985968378,79848.875985968378,79848.875985968378,79848.875985968378,79848.875985968378,79848.875985968378,79848.875985968378,79848.875985968378,79848.875985968378,79848.875985968378,79848.875985968378,79848.875985968378]
[null,null,null,null,null,null,null,null,null,null,null,null,null,null,null,null,null,null,null,null,null,null,null,null,null,null,null,null,null,null,null,null,null,"x^2",-65.710999999999999,"Ln(x)*",12691,6564.1,41703,4729,null,98287]
[null,null,null,null,null,null,null,null,null,null,null,null,null,null,null,null,null,null,null,null,null,null,null,null,null,null,null,null,null,null,null,null,null,"x",2689.7,"+",3087.1,1682.8,0,1515.2,10588.563362652007,-20376]
[null,null,null,null,null,null,null,null,null,null,null,null,null,null,null,null,null,null,null,null,null,null,null,null,null,null,null,null,null,null,null,null,null,"+",-1537.7,null,null,null,null,null,9403.5487446751977]
[]
[]
[]
["QUADRATIC CONSTANTS"]
[]
[null,null,null,"MH","HPS","CFL","Induction","CMH","Fluorescent","LED",1,2,3,4,5,6,7,8,9,10,11,12,13,14,15,16,17,18,19,20]
[null,null,"x^4",{"$f":"INDEX((LINEST($B$6:$B$26,D$6:D$26^{1,2,3,4})),1)","v":3.3334235199861159E-2},{"$f":"INDEX((LINEST($B$6:$B$26,E$6:E$26^{1,2,3,4})),1)","v":9.0968466124157496E-4},{"$f":"INDEX((LINEST($B$6:$B$26,F$6:F$26^{1,2,3,4})),1)","v":1.3041205558374536E-2},{"$f":"INDEX((LINEST($B$6:$B$26,G$6:G$26^{1,2,3,4})),1)","v":1.6692499654664115E-5},{"$f":"INDEX((LINEST($B$6:$B$26,H$6:H$26^{1,2,3,4})),1)","v":5.5409686320854121E-2},{"$f":"INDEX((LINEST($B$6:$B$26,I$6:I$26^{1,2,3,4})),1)","v":0.11274993038308487},{"$f":"INDEX((LINEST($B$6:$B$26,J$6:J$26^{1,2,3,4})),1)","v":3.1061215575845562E-7},{"$f":"INDEX((LINEST($B$6:$B$26,K$6:K$26^{1,2,3,4})),1)","v":4.3108303933221623E-5},{"$f":"INDEX((LINEST($B$6:$B$26,L$6:L$26^{1,2,3,4})),1)","v":4.3108303933221623E-5},{"$f":"INDEX((LINEST($B$6:$B$26,M$6:M$26^{1,2,3,4})),1)","v":4.3108303933221623E-5},{"$f":"INDEX((LINEST($B$6:$B$26,N$6:N$26^{1,2,3,4})),1)","v":4.3108303933221623E-5},{"$f":"INDEX((LINEST($B$6:$B$26,O$6:O$26^{1,2,3,4})),1)","v":4.3108303933221623E-5},{"$f":"INDEX((LINEST($B$6:$B$26,P$6:P$26^{1,2,3,4})),1)","v":4.3108303933221623E-5},{"$f":"INDEX((LINEST($B$6:$B$26,Q$6:Q$26^{1,2,3,4})),1)","v":4.3108303933221623E-5},{"$f":"INDEX((LINEST($B$6:$B$26,R$6:R$26^{1,2,3,4})),1)","v":4.3108303933221623E-5},{"$f":"INDEX((LINEST($B$6:$B$26,S$6:S$26^{1,2,3,4})),1)","v":4.3108303933221623E-5},{"$f":"INDEX((LINEST($B$6:$B$26,T$6:T$26^{1,2,3,4})),1)","v":4.3108303933221623E-5},{"$f":"INDEX((LINEST($B$6:$B$26,U$6:U$26^{1,2,3,4})),1)","v":4.3108303933221623E-5},{"$f":"INDEX((LINEST($B$6:$B$26,V$6:V$26^{1,2,3,4})),1)","v":4.3108303933221623E-5},{"$f":"INDEX((LINEST($B$6:$B$26,W$6:W$26^{1,2,3,4})),1)","v":4.3108303933221623E-5},{"$f":"INDEX((LINEST($B$6:$B$26,X$6:X$26^{1,2,3,4})),1)","v":4.3108303933221623E-5},{"$f":"INDEX((LINEST($B$6:$B$26,Y$6:Y$26^{1,2,3,4})),1)","v":4.3108303933221623E-5},{"$f":"INDEX((LINEST($B$6:$B$26,Z$6:Z$26^{1,2,3,4})),1)","v":4.3108303933221623E-5},{"$f":"INDEX((LINEST($B$6:$B$26,AA$6:AA$26^{1,2,3,4})),1)","v":4.3108303933221623E-5},{"$f":"INDEX((LINEST($B$6:$B$26,AB$6:AB$26^{1,2,3,4})),1)","v":4.3108303933221623E-5},{"$f":"INDEX((LINEST($B$6:$B$26,AC$6:AC$26^{1,2,3,4})),1)","v":4.3108303933221623E-5},{"$f":"INDEX((LINEST($B$6:$B$26,AD$6:AD$26^{1,2,3,4})),1)","v":4.3108303933221623E-5}]
[null,null,"x^3",{"$f":"INDEX((LINEST($B$6:$B$26,D$6:D$26^{1,2,3,4})),1,2)","v":-0.14899410129328058},{"$f":"INDEX((LINEST($B$6:$B$26,E$6:E$26^{1,2,3,4})),1,2)","v":6.4746628593087977E-3},{"$f":"INDEX((LINEST($B$6:$B$26,F$6:F$26^{1,2,3,4})),1,2)","v":4.4213394387749974E-2},{"$f":"INDEX((LINEST($B$6:$B$26,G$6:G$26^{1,2,3,4})),1,2)","v":-3.7656580330000641E-5},{"$f":"INDEX((LINEST($B$6:$B$26,H$6:H$26^{1,2,3,4})),1,2)","v":7.9803036397936136E-2},{"$f":"INDEX((LINEST($B$6:$B$26,I$6:I$26^{1,2,3,4})),1,2)","v":-0.77640806753664315},{"$f":"INDEX((LINEST($B$6:$B$26,J$6:J$26^{1,2,3,4})),1,2)","v":2.0254652874124713E-5},{"$f":"INDEX((LINEST($B$6:$B$26,K$6:K$26^{1,2,3,4})),1,2)","v":8.1899579303094158E-4},{"$f":"INDEX((LINEST($B$6:$B$26,L$6:L$26^{1,2,3,4})),1,2)","v":8.1899579303094158E-4},{"$f":"INDEX((LINEST($B$6:$B$26,M$6:M$26^{1,2,3,4})),1,2)","v":8.1899579303094158E-4},{"$f":"INDEX((LINEST($B$6:$B$26,N$6:N$26^{1,2,3,4})),1,2)","v":8.1899579303094158E-4},{"$f":"INDEX((LINEST($B$6:$B$26,O$6:O$26^{1,2,3,4})),1,2)","v":8.1899579303094158E-4},{"$f":"INDEX((LINEST($B$6:$B$26,P$6:P$26^{1,2,3,4})),1,2)","v":8.1899579303094158E-4},{"$f":"INDEX((LINEST($B$6:$B$26,Q$6:Q$26^{1,2,3,4})),1,2)","v":8.1899579303094158E-4},{"$f":"INDEX((LINEST($B$6:$B$26,R$6:R$26^{1,2,3,4})),1,2)","v":8.1899579303094158E-4},{"$f":"INDEX((LINEST($B$6:$B$26,S$6:S$26^{1,2,3,4})),1,2)","v":8.1899579303094158E-4},{"$f":"INDEX((LINEST($B$6:$B$26,T$6:T$26^{1,2,3,4})),1,2)","v":8.1899579303094158E-4},{"$f":"INDEX((LINEST($B$6:$B$26,U$6:U$26^{1,2,3,4})),1,2)","v":8.1899579303094158E-4},{"$f":"INDEX((LINEST($B$6:$B$26,V$6:V$26^{1,2,3,4})),1,2)","v":8.1899579303094158E-4},{"$f":"INDEX((LINEST($B$6:$B$26,W$6:W$26^{1,2,3,4})),1,2)","v":8.1899579303094158E-4},{"$f":"INDEX((LINEST($B$6:$B$26,X$6:X$26^{1,2,3,4})),1,2)","v":8.1899579303094158E-4},{"$f":"INDEX((LINEST($B$6:$B$26,Y$6:Y$26^{1,2,3,4})),1,2)","v":8.1899579303094158E-4},{"$f":"INDEX((LINEST($B$6:$B$26,Z$6:Z$26^{1,2,3,4})),1,2)","v":8.1899579303094158E-4},{"$f":"INDEX((LINEST($B$6:$B$26,AA$6:AA$26^{1,2,3,4})),1,2)","v":8.1899579303094158E-4},{"$f":"INDEX((LINEST($B$6:$B$26,AB$6:AB$26^{1,2,3,4})),1,2)","v":8.1899579303094158E-4},{"$f":"INDEX((LINEST($B$6:$B$26,AC$6:AC$26^{1,2,3,4})),1,2)","v":8.1899579303094158E-4},{"$f":"INDEX((LINEST($B$6:$B$26,AD$6:AD$26^{1,2,3,4})),1,2)","v":8.1899579303094158E-4}]
[null,null,"x^2",{"$f":"INDEX((LINEST($B$6:$B$26,D$6:D$26^{1,2,3,4})),1,3)","v":0.22145980662968018},{"$f":"INDEX((LINEST($B$6:$B$26,E$6:E$26^{1,2,3,4})),1,3)","v":-2.5517281366433539E-2},{"$f":"INDEX((LINEST($B$6:$B$26,F$6:F$26^{1,2,3,4})),1,3)","v":-9.2140205293304925E-2},{"$f":"INDEX((LINEST($B$6:$B$26,G$6:G$26^{1,2,3,4})),1,3)","v":5.1338320610165317E-4},{"$f":"INDEX((LINEST($B$6:$B$26,H$6:H$26^{1,2,3,4})),1,3)","v":-0.1389940359519006},{"$f":"INDEX((LINEST($B$6:$B$26,I$6:I$26^{1,2,3,4})),1,3)","v":1.9702086916853978},{"$f":"INDEX((LINEST($B$6:$B$26,J$6:J$26^{1,2,3,4})),1,3)","v":-4.0765405264008746E-4},{"$f":"INDEX((LINEST($B$6:$B$26,K$6:K$26^{1,2,3,4})),1,3)","v":-4.8024517294642851E-3},{"$f":"INDEX((LINEST($B$6:$B$26,L$6:L$26^{1,2,3,4})),1,3)","v":-4.8024517294642851E-3},{"$f":"INDEX((LINEST($B$6:$B$26,M$6:M$26^{1,2,3,4})),1,3)","v":-4.8024517294642851E-3},{"$f":"INDEX((LINEST($B$6:$B$26,N$6:N$26^{1,2,3,4})),1,3)","v":-4.8024517294642851E-3},{"$f":"INDEX((LINEST($B$6:$B$26,O$6:O$26^{1,2,3,4})),1,3)","v":-4.8024517294642851E-3},{"$f":"INDEX((LINEST($B$6:$B$26,P$6:P$26^{1,2,3,4})),1,3)","v":-4.8024517294642851E-3},{"$f":"INDEX((LINEST($B$6:$B$26,Q$6:Q$26^{1,2,3,4})),1,3)","v":-4.8024517294642851E-3},{"$f":"INDEX((LINEST($B$6:$B$26,R$6:R$26^{1,2,3,4})),1,3)","v":-4.8024517294642851E-3},{"$f":"INDEX((LINEST($B$6:$B$26,S$6:S$26^{1,2,3,4})),1,3)","v":-4.8024517294642851E-3},{"$f":"INDEX((LINEST($B$6:$B$26,T$6:T$26^{1,2,3,4})),1,3)","v":-4.8024517294642851E-3},{"$f":"INDEX((LINEST($B$6:$B$26,U$6:U$26^{1,2,3,4})),1,3)","v":-4.8024517294642851E-3},{"$f":"INDEX((LINEST($B$6:$B$26,V$6:V$26^{1,2,3,4})),1,3)","v":-4.8024517294642851E-3},{"$f":"INDEX((LINEST($B$6:$B$26,W$6:W$26^{1,2,3,4})),1,3)","v":-4.8024517294642851E-3},{"$f":"INDEX((LINEST($B$6:$B$26,X$6:X$26^{1,2,3,4})),1,3)","v":-4.8024517294642851E-3},{"$f":"INDEX((LINEST($B$6:$B$26,Y$6:Y$26^{1,2,3,4})),1,3)","v":-4.8024517294642851E-3},{"$f":"INDEX((LINEST($B$6:$B$26,Z$6:Z$26^{1,2,3,4})),1,3)","v":-4.8024517294642851E-3},{"$f":"INDEX((LINEST($B$6:$B$26,AA$6:AA$26^{1,2,3,4})),1,3)","v":-4.8024517294642851E-3},{"$f":"INDEX((LINEST($B$6:$B$26,AB$6:AB$26^{1,2,3,4})),1,3)","v":-4.8024517294642851E-3},{"$f":"INDEX((LINEST($B$6:$B$26,AC$6:AC$26^{1,2,3,4})),1,3)","v":-4.8024517294642851E-3},{"$f":"INDEX((LINEST($B$6:$B$26,AD$6:AD$26^{1,2,3,4})),1,3)","v":-4.8024517294642851E-3}]
[null,null,"x",{"$f":"INDEX((LINEST($B$6:$B$26,D$6:D$26^{1,2,3,4})),1,4)","v":9.961957559922216E-2},{"$f":"INDEX((LINEST($B$6:$B$26,E$6:E$26^{1,2,3,4})),1,4)","v":9.3931249684776993E-2},{"$f":"INDEX((LINEST($B$6:$B$26,F$6:F$26^{1,2,3,4})),1,4)","v":0.17930862267397812},{"$f":"INDEX((LINEST($B$6:$B$26,G$6:G$26^{1,2,3,4})),1,4)","v":2.0170198280372802E-2},{"$f":"INDEX((LINEST($B$6:$B$26,H$6:H$26^{1,2,3,4})),1,4)","v":0.22915481057084594},{"$f":"INDEX((LINEST($B$6:$B$26,I$6:I$26^{1,2,3,4})),1,4)","v":-1.3538459753379655},{"$f":"INDEX((LINEST($B$6:$B$26,J$6:J$26^{1,2,3,4})),1,4)","v":1.4500141504489115E-2},{"$f":"INDEX((LINEST($B$6:$B$26,K$6:K$26^{1,2,3,4})),1,4)","v":4.9768879436434696E-2},{"$f":"INDEX((LINEST($B$6:$B$26,L$6:L$26^{1,2,3,4})),1,4)","v":4.9768879436434696E-2},{"$f":"INDEX((LINEST($B$6:$B$26,M$6:M$26^{1,2,3,4})),1,4)","v":4.9768879436434696E-2},{"$f":"INDEX((LINEST($B$6:$B$26,N$6:N$26^{1,2,3,4})),1,4)","v":4.9768879436434696E-2},{"$f":"INDEX((LINEST($B$6:$B$26,O$6:O$26^{1,2,3,4})),1,4)","v":4.9768879436434696E-2},{"$f":"INDEX((LINEST($B$6:$B$26,P$6:P$26^{1,2,3,4})),1,4)","v":4.9768879436434696E-2},{"$f":"INDEX((LINEST($B$6:$B$26,Q$6:Q$26^{1,2,3,4})),1,4)","v":4.9768879436434696E-2},{"$f":"INDEX((LINEST($B$6:$B$26,R$6:R$26^{1,2,3,4})),1,4)","v":4.9768879436434696E-2},{"$f":"INDEX((LINEST($B$6:$B$26,S$6:S$26^{1,2,3,4})),1,4)","v":4.9768879436434696E-2},{"$f":"INDEX((LINEST($B$6:$B$26,T$6:T$26^{1,2,3,4})),1,4)","v":4.9768879436434696E-2},{"$f":"INDEX((LINEST($B$6:$B$26,U$6:U$26^{1,2,3,4})),1,4)","v":4.9768879436434696E-2},{"$f":"INDEX((LINEST($B$6:$B$26,V$6:V$26^{1,2,3,4})),1,4)","v":4.9768879436434696E-2},{"$f":"INDEX((LINEST($B$6:$B$26,W$6:W$26^{1,2,3,4})),1,4)","v":4.9768879436434696E-2},{"$f":"INDEX((LINEST($B$6:$B$26,X$6:X$26^{1,2,3,4})),1,4)","v":4.9768879436434696E-2},{"$f":"INDEX((LINEST($B$6:$B$26,Y$6:Y$26^{1,2,3,4})),1,4)","v":4.9768879436434696E-2},{"$f":"INDEX((LINEST($B$6:$B$26,Z$6:Z$26^{1,2,3,4})),1,4)","v":4.9768879436434696E-2},{"$f":"INDEX((LINEST($B$6:$B$26,AA$6:AA$26^{1,2,3,4})),1,4)","v":4.9768879436434696E-2},{"$f":"INDEX((LINEST($B$6:$B$26,AB$6:AB$26^{1,2,3,4})),1,4)","v":4.9768879436434696E-2},{"$f":"INDEX((LINEST($B$6:$B$26,AC$6:AC$26^{1,2,3,4})),1,4)","v":4.9768879436434696E-2},{"$f":"INDEX((LINEST($B$6:$B$26,AD$6:AD$26^{1,2,3,4})),1,4)","v":4.9768879436434696E-2}]
[null,null,null,{"$f":"INDEX((LINEST($B$6:$B$26,D$6:D$26^{1,2,3,4})),1,5)","v":1.8057509239492453E-2},{"$f":"INDEX((LINEST($B$6:$B$26,E$6:E$26^{1,2,3,4})),1,5)","v":7.1721209714263601E-3},{"$f":"INDEX((LINEST($B$6:$B$26,F$6:F$26^{1,2,3,4})),1,5)","v":6.6366654077301135E-3},{"$f":"INDEX((LINEST($B$6:$B$26,G$6:G$26^{1,2,3,4})),1,5)","v":2.5163939948704084E-2},{"$f":"INDEX((LINEST($B$6:$B$26,H$6:H$26^{1,2,3,4})),1,5)","v":4.5911930582475391E-3},{"$f":"INDEX((LINEST($B$6:$B$26,I$6:I$26^{1,2,3,4})),1,5)","v":-2.8340131454918094E-5},{"$f":"INDEX((LINEST($B$6:$B$26,J$6:J$26^{1,2,3,4})),1,5)","v":2.549577275664712E-2},{"$f":"INDEX((LINEST($B$6:$B$26,K$6:K$26^{1,2,3,4})),1,5)","v":2.5495772756647703E-2},{"$f":"INDEX((LINEST($B$6:$B$26,L$6:L$26^{1,2,3,4})),1,5)","v":2.5495772756647703E-2},{"$f":"INDEX((LINEST($B$6:$B$26,M$6:M$26^{1,2,3,4})),1,5)","v":2.5495772756647703E-2},{"$f":"INDEX((LINEST($B$6:$B$26,N$6:N$26^{1,2,3,4})),1,5)","v":2.5495772756647703E-2},{"$f":"INDEX((LINEST($B$6:$B$26,O$6:O$26^{1,2,3,4})),1,5)","v":2.5495772756647703E-2},{"$f":"INDEX((LINEST($B$6:$B$26,P$6:P$26^{1,2,3,4})),1,5)","v":2.5495772756647703E-2},{"$f":"INDEX((LINEST($B$6:$B$26,Q$6:Q$26^{1,2,3,4})),1,5)","v":2.5495772756647703E-2},{"$f":"INDEX((LINEST($B$6:$B$26,R$6:R$26^{1,2,3,4})),1,5)","v":2.5495772756647703E-2},{"$f":"INDEX((LINEST($B$6:$B$26,S$6:S$26^{1,2,3,4})),1,5)","v":2.5495772756647703E-2},{"$f":"INDEX((LINEST($B$6:$B$26,T$6:T$26^{1,2,3,4})),1,5)","v":2.5495772756647703E-2},{"$f":"INDEX((LINEST($B$6:$B$26,U$6:U$26^{1,2,3,4})),1,5)","v":2.5495772756647703E-2},{"$f":"INDEX((LINEST($B$6:$B$26,V$6:V$26^{1,2,3,4})),1,5)","v":2.5495772756647703E-2},{"$f":"INDEX((LINEST($B$6:$B$26,W$6:W$26^{1,2,3,4})),1,5)","v":2.5495772756647703E-2},{"$f":"INDEX((LINEST($B$6:$B$26,X$6:X$26^{1,2,3,4})),1,5)","v":2.5495772756647703E-2},{"$f":"INDEX((LINEST($B$6:$B$26,Y$6:Y$26^{1,2,3,4})),1,5)","v":2.5495772756647703E-2},{"$f":"INDEX((LINEST($B$6:$B$26,Z$6:Z$26^{1,2,3,4})),1,5)","v":2.5495772756647703E-2},{"$f":"INDEX((LINEST($B$6:$B$26,AA$6:AA$26^{1,2,3,4})),1,5)","v":2.5495772756647703E-2},{"$f":"INDEX((LINEST($B$6:$B$26,AB$6:AB$26^{1,2,3,4})),1,5)","v":2.5495772756647703E-2},{"$f":"INDEX((LINEST($B$6:$B$26,AC$6:AC$26^{1,2,3,4})),1,5)","v":2.5495772756647703E-2},{"$f":"INDEX((LINEST($B$6:$B$26,AD$6:AD$26^{1,2,3,4})),1,5)","v":2.5495772756647703E-2}]
[]
["10 YEAR MORTALITY (years)",null,null,null,null,null,null,null,null,null,null,null,null,null,null,null,null,null,null,null,null,null,null,null,null,null,null,null,null,null,null,null,"ACCOUNTING FOR BURN HOURS PER DAY"]
[null,null,null,null,null,null,null,null,null,null,"24 HOUR BURN",null,null,null,null,null,null,null,null,null,null,null,null,null,null,null,null,null,null,null,null,null,{"$f":"'CALCULATOR INPUT SHEET'!Z28","v":0},{"$f":"'CALCULATOR INPUT SHEET'!AA28","v":0},{"$f":"'CALCULATOR INPUT SHEET'!AB28","v":0},{"$f":"'CALCULATOR INPUT SHEET'!AC28","v":0},{"$f":"'CALCULATOR INPUT SHEET'!AD28","v":0},{"$f":"'CALCULATOR INPUT SHEET'!AE28","v":0},{"$f":"'CALCULATOR INPUT SHEET'!AF28","v":0},{"$f":"'CALCULATOR INPUT SHEET'!AG28","v":0},{"$f":"'CALCULATOR INPUT SHEET'!AH28","v":0},{"$f":"'CALCULATOR INPUT SHEET'!AI28","v":0},{"$f":"'CALCULATOR INPUT SHEET'!AJ28","v":0},{"$f":"'CALCULATOR INPUT SHEET'!AK28","v":0},{"$f":"'CALCULATOR INPUT SHEET'!AL28","v":0},{"$f":"'CALCULATOR INPUT SHEET'!AM28","v":0},{"$f":"'CALCULATOR INPUT SHEET'!AN28","v":0},{"$f":"'CALCULATOR INPUT SHEET'!AO28","v":0},{"$f":"'CALCULATOR INPUT SHEET'!AP28","v":0},{"$f":"'CALCULATOR INPUT SHEET'!AQ28","v":0},{"$f":"'CALCULATOR INPUT SHEET'!AR28","v":0},{"$f":"'CALCULATOR INPUT SHEET'!AS28","v":0}]
[null,null,null,null,null,null,null,null,null,{"$f":"COUNTIF(J45:J1045,\"<>\")","v":1001},1,2,3,4,5,6,7,8,9,10,11,12,13,14,15,16,17,18,19,20,null,null,1,2,3,4,5,6,7,8,9,10,11,12,13,14,15,16,17,18,19,20]
[null,null,null,null,null,null,null,null,null,0,{"$f":"IF(AQ$16=0,0,IF(K$36*$J45^4  +    K$37*$J45^3   +    K$38*$J45^2    +    K$39*$J45   +    K$40>1,1,K$36*$J45^4  +    K$37*$J45^3   +    K$38*$J45^2    +    K$39*$J45   +    K$40))","v":2.5495772756647703E-2},{"$f":"IF(AR$16=0,0,IF(L$36*$J45^4  +    L$37*$J45^3   +    L$38*$J45^2    +    L$39*$J45   +    L$40>1,1,L$36*$J45^4  +    L$37*$J45^3   +    L$38*$J45^2    +    L$39*$J45   +    L$40))","v":2.5495772756647703E-2},{"$f":"IF(AS$16=0,0,IF(M$36*$J45^4  +    M$37*$J45^3   +    M$38*$J45^2    +    M$39*$J45   +    M$40>1,1,M$36*$J45^4  +    M$37*$J45^3   +    M$38*$J45^2    +    M$39*$J45   +    M$40))","v":2.5495772756647703E-2},{"$f":"IF(AT$16=0,0,IF(N$36*$J45^4  +    N$37*$J45^3   +    N$38*$J45^2    +    N$39*$J45   +    N$40>1,1,N$36*$J45^4  +    N$37*$J45^3   +    N$38*$J45^2    +    N$39*$J45   +    N$40))","v":2.5495772756647703E-2},{"$f":"IF(AU$16=0,0,IF(O$36*$J45^4  +    O$37*$J45^3   +    O$38*$J45^2    +    O$39*$J45   +    O$40>1,1,O$36*$J45^4  +    O$37*$J45^3   +    O$38*$J45^2    +    O$39*$J45   +    O$40))","v":2.5495772756647703E-2},{"$f":"IF(AV$16=0,0,IF(P$36*$J45^4  +    P$37*$J45^3   +    P$38*$J45^2    +    P$39*$J45   +    P$40>1,1,P$36*$J45^4  +    P$37*$J45^3   +    P$38*$J45^2    +    P$39*$J45   +    P$40))","v":2.5495772756647703E-2},{"$f":"IF(AW$16=0,0,IF(Q$36*$J45^4  +    Q$37*$J45^3   +    Q$38*$J45^2    +    Q$39*$J45   +    Q$40>1,1,Q$36*$J45^4  +    Q$37*$J45^3   +    Q$38*$J45^2    +    Q$39*$J45   +    Q$40))","v":2.5495772756647703E-2},{"$f":"IF(AX$16=0,0,IF(R$36*$J45^4  +    R$37*$J45^3   +    R$38*$J45^2    +    R$39*$J45   +    R$40>1,1,R$36*$J45^4  +    R$37*$J45^3   +    R$38*$J45^2    +    R$39*$J45   +    R$40))","v":2.5495772756647703E-2},{"$f":"IF(AY$16=0,0,IF(S$36*$J45^4  +    S$37*$J45^3   +    S$38*$J45^2    +    S$39*$J45   +    S$40>1,1,S$36*$J45^4  +    S$37*$J45^3   +    S$38*$J45^2    +    S$39*$J45   +    S$40))","v":2.5495772756647703E-2},{"$f":"IF(AZ$16=0,0,IF(T$36*$J45^4  +    T$37*$J45^3   +    T$38*$J45^2    +    T$39*$J45   +    T$40>1,1,T$36*$J45^4  +    T$37*$J45^3   +    T$38*$J45^2    +    T$39*$J45   +    T$40))","v":2.5495772756647703E-2},{"$f":"IF(BA$16=0,0,IF(U$36*$J45^4  +    U$37*$J45^3   +    U$38*$J45^2    +    U$39*$J45   +    U$40>1,1,U$36*$J45^4  +    U$37*$J45^3   +    U$38*$J45^2    +    U$39*$J45   +    U$40))","v":2.5495772756647703E-2},{"$f":"IF(BB$16=0,0,IF(V$36*$J45^4  +    V$37*$J45^3   +    V$38*$J45^2    +    V$39*$J45   +    V$40>1,1,V$36*$J45^4  +    V$37*$J45^3   +    V$38*$J45^2    +    V$39*$J45   +    V$40))","v":2.5495772756647703E-2},{"$f":"IF(BC$16=0,0,IF(W$36*$J45^4  +    W$37*$J45^3   +    W$38*$J45^2    +    W$39*$J45   +    W$40>1,1,W$36*$J45^4  +    W$37*$J45^3   +    W$38*$J45^2    +    W$39*$J45   +    W$40))","v":2.5495772756647703E-2},{"$f":"IF(BD$16=0,0,IF(X$36*$J45^4  +    X$37*$J45^3   +    X$38*$J45^2    +    X$39*$J45   +    X$40>1,1,X$36*$J45^4  +    X$37*$J45^3   +    X$38*$J45^2    +    X$39*$J45   +    X$40))","v":2.5495772756647703E-2},{"$f":"IF(BE$16=0,0,IF(Y$36*$J45^4  +    Y$37*$J45^3   +    Y$38*$J45^2    +    Y$39*$J45   +    Y$40>1,1,Y$36*$J45^4  +    Y$37*$J45^3   +    Y$38*$J45^2    +    Y$39*$J45   +    Y$40))","v":2.5495772756647703E-2},{"$f":"IF(BF$16=0,0,IF(Z$36*$J45^4  +    Z$37*$J45^3   +    Z$38*$J45^2    +    Z$39*$J45   +    Z$40>1,1,Z$36*$J45^4  +    Z$37*$J45^3   +    Z$38*$J45^2    +    Z$39*$J45   +    Z$40))","v":2.5495772756647703E-2},{"$f":"IF(BG$16=0,0,IF(AA$36*$J45^4  +    AA$37*$J45^3   +    AA$38*$J45^2    +    AA$39*$J45   +    AA$40>1,1,AA$36*$J45^4  +    AA$37*$J45^3   +    AA$38*$J45^2    +    AA$39*$J45   +    AA$40))","v":2.5495772756647703E-2},{"$f":"IF(BH$16=0,0,IF(AB$36*$J45^4  +    AB$37*$J45^3   +    AB$38*$J45^2    +    AB$39*$J45   +    AB$40>1,1,AB$36*$J45^4  +    AB$37*$J45^3   +    AB$38*$J45^2    +    AB$39*$J45   +    AB$40))","v":2.5495772756647703E-2},{"$f":"IF(BI$16=0,0,IF(AC$36*$J45^4  +    AC$37*$J45^3   +    AC$38*$J45^2    +    AC$39*$J45   +    AC$40>1,1,AC$36*$J45^4  +    AC$37*$J45^3   +    AC$38*$J45^2    +    AC$39*$J45   +    AC$40))","v":2.5495772756647703E-2},{"$f":"IF(BJ$16=0,0,IF(AD$36*$J45^4  +    AD$37*$J45^3   +    AD$38*$J45^2    +    AD$39*$J45   +    AD$40>1,1,AD$36*$J45^4  +    AD$37*$J45^3   +    AD$38*$J45^2    +    AD$39*$J45   +    AD$40))","v":2.5495772756647703E-2},null,0,{"$f":"IF(AG$43<>0,INDEX(K$45:K$1045, MATCH($AF45*(AG$43/24), $J$45:$J$1045)), 0)","v":0},{"$f":"IF(AH$43<>0,INDEX(L$45:L$1045, MATCH($AF45*(AH$43/24), $J$45:$J$1045)), 0)","v":0},{"$f":"IF(AI$43<>0,INDEX(M$45:M$1045, MATCH($AF45*(AI$43/24), $J$45:$J$1045)), 0)","v":0},{"$f":"IF(AJ$43<>0,INDEX(N$45:N$1045, MATCH($AF45*(AJ$43/24), $J$45:$J$1045)), 0)","v":0},{"$f":"IF(AK$43<>0,INDEX(O$45:O$1045, MATCH($AF45*(AK$43/24), $J$45:$J$1045)), 0)","v":0},{"$f":"IF(AL$43<>0,INDEX(P$45:P$1045, MATCH($AF45*(AL$43/24), $J$45:$J$1045)), 0)","v":0},{"$f":"IF(AM$43<>0,INDEX(Q$45:Q$1045, MATCH($AF45*(AM$43/24), $J$45:$J$1045)), 0)","v":0},{"$f":"IF(AN$43<>0,INDEX(R$45:R$1045, MATCH($AF45*(AN$43/24), $J$45:$J$1045)), 0)","v":0},{"$f":"IF(AO$43<>0,INDEX(S$45:S$1045, MATCH($AF45*(AO$43/24), $J$45:$J$1045)), 0)","v":0},{"$f":"IF(AP$43<>0,INDEX(T$45:T$1045, MATCH($AF45*(AP$43/24), $J$45:$J$1045)), 0)","v":0},{"$f":"IF(AQ$43<>0,INDEX(U$45:U$1045, MATCH($AF45*(AQ$43/24), $J$45:$J$1045)), 0)","v":0},{"$f":"IF(AR$43<>0,INDEX(V$45:V$1045, MATCH($AF45*(AR$43/24), $J$45:$J$1045)), 0)","v":0},{"$f":"IF(AS$43<>0,INDEX(W$45:W$1045, MATCH($AF45*(AS$43/24), $J$45:$J$1045)), 0)","v":0},{"$f":"IF(AT$43<>0,INDEX(X$45:X$1045, MATCH($AF45*(AT$43/24), $J$45:$J$1045)), 0)","v":0},{"$f":"IF(AU$43<>0,INDEX(Y$45:Y$1045, MATCH($AF45*(AU$43/24), $J$45:$J$1045)), 0)","v":0},{"$f":"IF(AV$43<>0,INDEX(Z$45:Z$1045, MATCH($AF45*(AV$43/24), $J$45:$J$1045)), 0)","v":0},{"$f":"IF(AW$43<>0,INDEX(AA$45:AA$1045, MATCH($AF45*(AW$43/24), $J$45:$J$1045)), 0)","v":0},{"$f":"IF(AX$43<>0,INDEX(AB$45:AB$1045, MATCH($AF45*(AX$43/24), $J$45:$J$1045)), 0)","v":0},{"$f":"IF(AY$43<>0,INDEX(AC$45:AC$1045, MATCH($AF45*(AY$43/24), $J$45:$J$1045)), 0)","v":0},{"$f":"IF(AZ$43<>0,INDEX(AD$45:AD$1045, MATCH($AF45*(AZ$43/24), $J$45:$J$1045)), 0)","v":0}]
[null,null,null,null,null,null,null,null,null,{"$f":"J45+0.01","v":0.01},2.5992982125265979E-2,2.5992982125265979E-2,2.5992982125265979E-2,2.5992982125265979E-2,2.5992982125265979E-2,2.5992982125265979E-2,2.5992982125265979E-2,2.5992982125265979E-2,2.5992982125265979E-2,2.5992982125265979E-2,2.5992982125265979E-2,2.5992982125265979E-2,2.5992982125265979E-2,2.5992982125265979E-2,2.5992982125265979E-2,2.5992982125265979E-2,2.5992982125265979E-2,2.5992982125265979E-2,2.5992982125265979E-2,2.5992982125265979E-2,null,{"$f":"AF45+0.01","v":0.01},0,0,0,0,0,0,0,0,0,0,0,0,0,0,0,0,0,0,0,0]
[null,null,null,null,null,null,null,null,null,0.02,2.6489235923548283E-2,2.6489235923548283E-2,2.6489235923548283E-2,2.6489235923548283E-2,2.6489235923548283E-2,2.6489235923548283E-2,2.6489235923548283E-2,2.6489235923548283E-2,2.6489235923548283E-2,2.6489235923548283E-2,2.6489235923548283E-2,2.6489235923548283E-2,2.6489235923548283E-2,2.6489235923548283E-2,2.6489235923548283E-2,2.6489235923548283E-2,2.6489235923548283E-2,2.6489235923548283E-2,2.6489235923548283E-2,2.6489235923548283E-2,null,0.02,0,0,0,0,0,0,0,0,0,0,0,0,0,0,0,0,0,0,0,0]
[null,null,null,null,null,null,null,null,null,0.03,2.6984539080988364E-2,2.6984539080988364E-2,2.6984539080988364E-2,2.6984539080988364E-2,2.6984539080988364E-2,2.6984539080988364E-2,2.6984539080988364E-2,2.6984539080988364E-2,2.6984539080988364E-2,2.6984539080988364E-2,2.6984539080988364E-2,2.6984539080988364E-2,2.6984539080988364E-2,2.6984539080988364E-2,2.6984539080988364E-2,2.6984539080988364E-2,2.6984539080988364E-2,2.6984539080988364E-2,2.6984539080988364E-2,2.6984539080988364E-2,null,0.03,0,0,0,0,0,0,0,0,0,0,0,0,0,0,0,0,0,0,0,0]
[null,null,null,null,null,null,null,null,null,0.04,2.7478896537425961E-2,2.7478896537425961E-2,2.7478896537425961E-2,2.7478896537425961E-2,2.7478896537425961E-2,2.7478896537425961E-2,2.7478896537425961E-2,2.7478896537425961E-2,2.7478896537425961E-2,2.7478896537425961E-2,2.7478896537425961E-2,2.7478896537425961E-2,2.7478896537425961E-2,2.7478896537425961E-2,2.7478896537425961E-2,2.7478896537425961E-2,2.7478896537425961E-2,2.7478896537425961E-2,2.7478896537425961E-2,2.7478896537425961E-2,null,0.04,0,0,0,0,0,0,0,0,0,0,0,0,0,0,0,0,0,0,0,0]
[null,null,null,null,null,null,null,null,null,0.05,2.7972313243046804E-2,2.7972313243046804E-2,2.7972313243046804E-2,2.7972313243046804E-2,2.7972313243046804E-2,2.7972313243046804E-2,2.7972313243046804E-2,2.7972313243046804E-2,2.7972313243046804E-2,2.7972313243046804E-2,2.7972313243046804E-2,2.7972313243046804E-2,2.7972313243046804E-2,2.7972313243046804E-2,2.7972313243046804E-2,2.7972313243046804E-2,2.7972313243046804E-2,2.7972313243046804E-2,2.7972313243046804E-2,2.7972313243046804E-2,null,0.05,0,0,0,0,0,0,0,0,0,0,0,0,0,0,0,0,0,0,0,0]
[null,null,null,null,null,null,null,null,null,6.0000000000000005E-2,2.8464794158382628E-2,2.8464794158382628E-2,2.8464794158382628E-2,2.8464794158382628E-2,2.8464794158382628E-2,2.8464794158382628E-2,2.8464794158382628E-2,2.8464794158382628E-2,2.8464794158382628E-2,2.8464794158382628E-2,2.8464794158382628E-2,2.8464794158382628E-2,2.8464794158382628E-2,2.8464794158382628E-2,2.8464794158382628E-2,2.8464794158382628E-2,2.8464794158382628E-2,2.8464794158382628E-2,2.8464794158382628E-2,2.8464794158382628E-2,null,6.0000000000000005E-2,0,0,0,0,0,0,0,0,0,0,0,0,0,0,0,0,0,0,0,0]
[null,null,null,null,null,null,null,null,null,7.0000000000000007E-2,2.8956344254311144E-2,2.8956344254311144E-2,2.8956344254311144E-2,2.8956344254311144E-2,2.8956344254311144E-2,2.8956344254311144E-2,2.8956344254311144E-2,2.8956344254311144E-2,2.8956344254311144E-2,2.8956344254311144E-2,2.8956344254311144E-2,2.8956344254311144E-2,2.8956344254311144E-2,2.8956344254311144E-2,2.8956344254311144E-2,2.8956344254311144E-2,2.8956344254311144E-2,2.8956344254311144E-2,2.8956344254311144E-2,2.8956344254311144E-2,null,7.0000000000000007E-2,0,0,0,0,0,0,0,0,0,0,0,0,0,0,0,0,0,0,0,0]
[null,null,null,null,null,null,null,null,null,0.08,2.9446968512056068E-2,2.9446968512056068E-2,2.9446968512056068E-2,2.9446968512056068E-2,2.9446968512056068E-2,2.9446968512056068E-2,2.9446968512056068E-2,2.9446968512056068E-2,2.9446968512056068E-2,2.9446968512056068E-2,2.9446968512056068E-2,2.9446968512056068E-2,2.9446968512056068E-2,2.9446968512056068E-2,2.9446968512056068E-2,2.9446968512056068E-2,2.9446968512056068E-2,2.9446968512056068E-2,2.9446968512056068E-2,2.9446968512056068E-2,null,0.08,0,0,0,0,0,0,0,0,0,0,0,0,0,0,0,0,0,0,0,0]
[null,null,null,null,null,null,null,null,null,0.09,2.9936671923187105E-2,2.9936671923187105E-2,2.9936671923187105E-2,2.9936671923187105E-2,2.9936671923187105E-2,2.9936671923187105E-2,2.9936671923187105E-2,2.9936671923187105E-2,2.9936671923187105E-2,2.9936671923187105E-2,2.9936671923187105E-2,2.9936671923187105E-2,2.9936671923187105E-2,2.9936671923187105E-2,2.9936671923187105E-2,2.9936671923187105E-2,2.9936671923187105E-2,2.9936671923187105E-2,2.9936671923187105E-2,2.9936671923187105E-2,null,0.09,0,0,0,0,0,0,0,0,0,0,0,0,0,0,0,0,0,0,0,0]
[null,null,null,null,null,null,null,null,null,9.9999999999999992E-2,3.0425459489619954E-2,3.0425459489619954E-2,3.0425459489619954E-2,3.0425459489619954E-2,3.0425459489619954E-2,3.0425459489619954E-2,3.0425459489619954E-2,3.0425459489619954E-2,3.0425459489619954E-2,3.0425459489619954E-2,3.0425459489619954E-2,3.0425459489619954E-2,3.0425459489619954E-2,3.0425459489619954E-2,3.0425459489619954E-2,3.0425459489619954E-2,3.0425459489619954E-2,3.0425459489619954E-2,3.0425459489619954E-2,3.0425459489619954E-2,null,9.9999999999999992E-2,0,0,0,0,0,0,0,0,0,0,0,0,0,0,0,0,0,0,0,0]
[null,null,null,null,null,null,null,null,null,0.10999999999999999,3.0913336223616306E-2,3.0913336223616306E-2,3.0913336223616306E-2,3.0913336223616306E-2,3.0913336223616306E-2,3.0913336223616306E-2,3.0913336223616306E-2,3.0913336223616306E-2,3.0913336223616306E-2,3.0913336223616306E-2,3.0913336223616306E-2,3.0913336223616306E-2,3.0913336223616306E-2,3.0913336223616306E-2,3.0913336223616306E-2,3.0913336223616306E-2,3.0913336223616306E-2,3.0913336223616306E-2,3.0913336223616306E-2,3.0913336223616306E-2,null,0.10999999999999999,0,0,0,0,0,0,0,0,0,0,0,0,0,0,0,0,0,0,0,0]
[null,null,null,null,null,null,null,null,null,0.11999999999999998,3.1400307147783843E-2,3.1400307147783843E-2,3.1400307147783843E-2,3.1400307147783843E-2,3.1400307147783843E-2,3.1400307147783843E-2,3.1400307147783843E-2,3.1400307147783843E-2,3.1400307147783843E-2,3.1400307147783843E-2,3.1400307147783843E-2,3.1400307147783843E-2,3.1400307147783843E-2,3.1400307147783843E-2,3.1400307147783843E-2,3.1400307147783843E-2,3.1400307147783843E-2,3.1400307147783843E-2,3.1400307147783843E-2,3.1400307147783843E-2,null,0.11999999999999998,0,0,0,0,0,0,0,0,0,0,0,0,0,0,0,0,0,0,0,0]
[null,null,null,null,null,null,null,null,null,0.12999999999999998,3.1886377295076242E-2,3.1886377295076242E-2,3.1886377295076242E-2,3.1886377295076242E-2,3.1886377295076242E-2,3.1886377295076242E-2,3.1886377295076242E-2,3.1886377295076242E-2,3.1886377295076242E-2,3.1886377295076242E-2,3.1886377295076242E-2,3.1886377295076242E-2,3.1886377295076242E-2,3.1886377295076242E-2,3.1886377295076242E-2,3.1886377295076242E-2,3.1886377295076242E-2,3.1886377295076242E-2,3.1886377295076242E-2,3.1886377295076242E-2,null,0.12999999999999998,0,0,0,0,0,0,0,0,0,0,0,0,0,0,0,0,0,0,0,0]
[null,null,null,null,null,null,null,null,null,0.13999999999999999,3.2371551708793175E-2,3.2371551708793175E-2,3.2371551708793175E-2,3.2371551708793175E-2,3.2371551708793175E-2,3.2371551708793175E-2,3.2371551708793175E-2,3.2371551708793175E-2,3.2371551708793175E-2,3.2371551708793175E-2,3.2371551708793175E-2,3.2371551708793175E-2,3.2371551708793175E-2,3.2371551708793175E-2,3.2371551708793175E-2,3.2371551708793175E-2,3.2371551708793175E-2,3.2371551708793175E-2,3.2371551708793175E-2,3.2371551708793175E-2,null,0.13999999999999999,0,0,0,0,0,0,0,0,0,0,0,0,0,0,0,0,0,0,0,0]
[null,null,null,null,null,null,null,null,null,0.15,3.2855835442580306E-2,3.2855835442580306E-2,3.2855835442580306E-2,3.2855835442580306E-2,3.2855835442580306E-2,3.2855835442580306E-2,3.2855835442580306E-2,3.2855835442580306E-2,3.2855835442580306E-2,3.2855835442580306E-2,3.2855835442580306E-2,3.2855835442580306E-2,3.2855835442580306E-2,3.2855835442580306E-2,3.2855835442580306E-2,3.2855835442580306E-2,3.2855835442580306E-2,3.2855835442580306E-2,3.2855835442580306E-2,3.2855835442580306E-2,null,0.15,0,0,0,0,0,0,0,0,0,0,0,0,0,0,0,0,0,0,0,0]
[null,null,null,null,null,null,null,null,null,0.16,3.3339233560429289E-2,3.3339233560429289E-2,3.3339233560429289E-2,3.3339233560429289E-2,3.3339233560429289E-2,3.3339233560429289E-2,3.3339233560429289E-2,3.3339233560429289E-2,3.3339233560429289E-2,3.3339233560429289E-2,3.3339233560429289E-2,3.3339233560429289E-2,3.3339233560429289E-2,3.3339233560429289E-2,3.3339233560429289E-2,3.3339233560429289E-2,3.3339233560429289E-2,3.3339233560429289E-2,3.3339233560429289E-2,3.3339233560429289E-2,null,0.16,0,0,0,0,0,0,0,0,0,0,0,0,0,0,0,0,0,0,0,0]
[null,null,null,null,null,null,null,null,null,0.17,3.382175113667777E-2,3.382175113667777E-2,3.382175113667777E-2,3.382175113667777E-2,3.382175113667777E-2,3.382175113667777E-2,3.382175113667777E-2,3.382175113667777E-2,3.382175113667777E-2,3.382175113667777E-2,3.382175113667777E-2,3.382175113667777E-2,3.382175113667777E-2,3.382175113667777E-2,3.382175113667777E-2,3.382175113667777E-2,3.382175113667777E-2,3.382175113667777E-2,3.382175113667777E-2,3.382175113667777E-2,null,0.17,0,0,0,0,0,0,0,0,0,0,0,0,0,0,0,0,0,0,0,0]
[null,null,null,null,null,null,null,null,null,0.18000000000000002,3.4303393256009403E-2,3.4303393256009403E-2,3.4303393256009403E-2,3.4303393256009403E-2,3.4303393256009403E-2,3.4303393256009403E-2,3.4303393256009403E-2,3.4303393256009403E-2,3.4303393256009403E-2,3.4303393256009403E-2,3.4303393256009403E-2,3.4303393256009403E-2,3.4303393256009403E-2,3.4303393256009403E-2,3.4303393256009403E-2,3.4303393256009403E-2,3.4303393256009403E-2,3.4303393256009403E-2,3.4303393256009403E-2,3.4303393256009403E-2,null,0.18000000000000002,0,0,0,0,0,0,0,0,0,0,0,0,0,0,0,0,0,0,0,0]
[null,null,null,null,null,null,null,null,null,0.19000000000000003,3.4784165013453799E-2,3.4784165013453799E-2,3.4784165013453799E-2,3.4784165013453799E-2,3.4784165013453799E-2,3.4784165013453799E-2,3.4784165013453799E-2,3.4784165013453799E-2,3.4784165013453799E-2,3.4784165013453799E-2,3.4784165013453799E-2,3.4784165013453799E-2,3.4784165013453799E-2,3.4784165013453799E-2,3.4784165013453799E-2,3.4784165013453799E-2,3.4784165013453799E-2,3.4784165013453799E-2,3.4784165013453799E-2,3.4784165013453799E-2,null,0.19000000000000003,0,0,0,0,0,0,0,0,0,0,0,0,0,0,0,0,0,0,0,0]
[null,null,null,null,null,null,null,null,null,0.20000000000000004,3.5264071514386611E-2,3.5264071514386611E-2,3.5264071514386611E-2,3.5264071514386611E-2,3.5264071514386611E-2,3.5264071514386611E-2,3.5264071514386611E-2,3.5264071514386611E-2,3.5264071514386611E-2,3.5264071514386611E-2,3.5264071514386611E-2,3.5264071514386611E-2,3.5264071514386611E-2,3.5264071514386611E-2,3.5264071514386611E-2,3.5264071514386611E-2,3.5264071514386611E-2,3.5264071514386611E-2,3.5264071514386611E-2,3.5264071514386611E-2,null,0.20000000000000004,0,0,0,0,0,0,0,0,0,0,0,0,0,0,0,0,0,0,0,0]
[null,null,null,null,null,null,null,null,null,0.21000000000000005,3.5743117874529447E-2,3.5743117874529447E-2,3.5743117874529447E-2,3.5743117874529447E-2,3.5743117874529447E-2,3.5743117874529447E-2,3.5743117874529447E-2,3.5743117874529447E-2,3.5743117874529447E-2,3.5743117874529447E-2,3.5743117874529447E-2,3.5743117874529447E-2,3.5743117874529447E-2,3.5743117874529447E-2,3.5743117874529447E-2,3.5743117874529447E-2,3.5743117874529447E-2,3.5743117874529447E-2,3.5743117874529447E-2,3.5743117874529447E-2,null,0.21000000000000005,0,0,0,0,0,0,0,0,0,0,0,0,0,0,0,0,0,0,0,0]
[null,null,null,null,null,null,null,null,null,0.22000000000000006,3.6221309219949926E-2,3.6221309219949926E-2,3.6221309219949926E-2,3.6221309219949926E-2,3.6221309219949926E-2,3.6221309219949926E-2,3.6221309219949926E-2,3.6221309219949926E-2,3.6221309219949926E-2,3.6221309219949926E-2,3.6221309219949926E-2,3.6221309219949926E-2,3.6221309219949926E-2,3.6221309219949926E-2,3.6221309219949926E-2,3.6221309219949926E-2,3.6221309219949926E-2,3.6221309219949926E-2,3.6221309219949926E-2,3.6221309219949926E-2,null,0.22000000000000006,0,0,0,0,0,0,0,0,0,0,0,0,0,0,0,0,0,0,0,0]
[null,null,null,null,null,null,null,null,null,0.23000000000000007,3.6698650687061643E-2,3.6698650687061643E-2,3.6698650687061643E-2,3.6698650687061643E-2,3.6698650687061643E-2,3.6698650687061643E-2,3.6698650687061643E-2,3.6698650687061643E-2,3.6698650687061643E-2,3.6698650687061643E-2,3.6698650687061643E-2,3.6698650687061643E-2,3.6698650687061643E-2,3.6698650687061643E-2,3.6698650687061643E-2,3.6698650687061643E-2,3.6698650687061643E-2,3.6698650687061643E-2,3.6698650687061643E-2,3.6698650687061643E-2,null,0.23000000000000007,0,0,0,0,0,0,0,0,0,0,0,0,0,0,0,0,0,0,0,0]
[null,null,null,null,null,null,null,null,null,0.24000000000000007,3.7175147422624205E-2,3.7175147422624205E-2,3.7175147422624205E-2,3.7175147422624205E-2,3.7175147422624205E-2,3.7175147422624205E-2,3.7175147422624205E-2,3.7175147422624205E-2,3.7175147422624205E-2,3.7175147422624205E-2,3.7175147422624205E-2,3.7175147422624205E-2,3.7175147422624205E-2,3.7175147422624205E-2,3.7175147422624205E-2,3.7175147422624205E-2,3.7175147422624205E-2,3.7175147422624205E-2,3.7175147422624205E-2,3.7175147422624205E-2,null,0.24000000000000007,0,0,0,0,0,0,0,0,0,0,0,0,0,0,0,0,0,0,0,0]
[null,null,null,null,null,null,null,null,null,0.25000000000000006,3.765080458374321E-2,3.765080458374321E-2,3.765080458374321E-2,3.765080458374321E-2,3.765080458374321E-2,3.765080458374321E-2,3.765080458374321E-2,3.765080458374321E-2,3.765080458374321E-2,3.765080458374321E-2,3.765080458374321E-2,3.765080458374321E-2,3.765080458374321E-2,3.765080458374321E-2,3.765080458374321E-2,3.765080458374321E-2,3.765080458374321E-2,3.765080458374321E-2,3.765080458374321E-2,3.765080458374321E-2,null,0.25000000000000006,0,0,0,0,0,0,0,0,0,0,0,0,0,0,0,0,0,0,0,0]
[null,null,null,null,null,null,null,null,null,0.26000000000000006,3.8125627337870234E-2,3.8125627337870234E-2,3.8125627337870234E-2,3.8125627337870234E-2,3.8125627337870234E-2,3.8125627337870234E-2,3.8125627337870234E-2,3.8125627337870234E-2,3.8125627337870234E-2,3.8125627337870234E-2,3.8125627337870234E-2,3.8125627337870234E-2,3.8125627337870234E-2,3.8125627337870234E-2,3.8125627337870234E-2,3.8125627337870234E-2,3.8125627337870234E-2,3.8125627337870234E-2,3.8125627337870234E-2,3.8125627337870234E-2,null,0.26000000000000006,0,0,0,0,0,0,0,0,0,0,0,0,0,0,0,0,0,0,0,0]
[null,null,null,null,null,null,null,null,null,0.27000000000000007,3.8599620862802858E-2,3.8599620862802858E-2,3.8599620862802858E-2,3.8599620862802858E-2,3.8599620862802858E-2,3.8599620862802858E-2,3.8599620862802858E-2,3.8599620862802858E-2,3.8599620862802858E-2,3.8599620862802858E-2,3.8599620862802858E-2,3.8599620862802858E-2,3.8599620862802858E-2,3.8599620862802858E-2,3.8599620862802858E-2,3.8599620862802858E-2,3.8599620862802858E-2,3.8599620862802858E-2,3.8599620862802858E-2,3.8599620862802858E-2,null,0.27000000000000007,0,0,0,0,0,0,0,0,0,0,0,0,0,0,0,0,0,0,0,0]
[null,null,null,null,null,null,null,null,null,0.28000000000000008,3.9072790346684663E-2,3.9072790346684663E-2,3.9072790346684663E-2,3.9072790346684663E-2,3.9072790346684663E-2,3.9072790346684663E-2,3.9072790346684663E-2,3.9072790346684663E-2,3.9072790346684663E-2,3.9072790346684663E-2,3.9072790346684663E-2,3.9072790346684663E-2,3.9072790346684663E-2,3.9072790346684663E-2,3.9072790346684663E-2,3.9072790346684663E-2,3.9072790346684663E-2,3.9072790346684663E-2,3.9072790346684663E-2,3.9072790346684663E-2,null,0.28000000000000008,0,0,0,0,0,0,0,0,0,0,0,0,0,0,0,0,0,0,0,0]
[null,null,null,null,null,null,null,null,null,0.29000000000000009,3.9545140988005198E-2,3.9545140988005198E-2,3.9545140988005198E-2,3.9545140988005198E-2,3.9545140988005198E-2,3.9545140988005198E-2,3.9545140988005198E-2,3.9545140988005198E-2,3.9545140988005198E-2,3.9545140988005198E-2,3.9545140988005198E-2,3.9545140988005198E-2,3.9545140988005198E-2,3.9545140988005198E-2,3.9545140988005198E-2,3.9545140988005198E-2,3.9545140988005198E-2,3.9545140988005198E-2,3.9545140988005198E-2,3.9545140988005198E-2,null,0.29000000000000009,0,0,0,0,0,0,0,0,0,0,0,0,0,0,0,0,0,0,0,0]
[null,null,null,null,null,null,null,null,null,0.3000000000000001,4.0016677995600027E-2,4.0016677995600027E-2,4.0016677995600027E-2,4.0016677995600027E-2,4.0016677995600027E-2,4.0016677995600027E-2,4.0016677995600027E-2,4.0016677995600027E-2,4.0016677995600027E-2,4.0016677995600027E-2,4.0016677995600027E-2,4.0016677995600027E-2,4.0016677995600027E-2,4.0016677995600027E-2,4.0016677995600027E-2,4.0016677995600027E-2,4.0016677995600027E-2,4.0016677995600027E-2,4.0016677995600027E-2,4.0016677995600027E-2,null,0.3000000000000001,0,0,0,0,0,0,0,0,0,0,0,0,0,0,0,0,0,0,0,0]
[null,null,null,null,null,null,null,null,null,0.31000000000000011,4.0487406588650701E-2,4.0487406588650701E-2,4.0487406588650701E-2,4.0487406588650701E-2,4.0487406588650701E-2,4.0487406588650701E-2,4.0487406588650701E-2,4.0487406588650701E-2,4.0487406588650701E-2,4.0487406588650701E-2,4.0487406588650701E-2,4.0487406588650701E-2,4.0487406588650701E-2,4.0487406588650701E-2,4.0487406588650701E-2,4.0487406588650701E-2,4.0487406588650701E-2,4.0487406588650701E-2,4.0487406588650701E-2,4.0487406588650701E-2,null,0.31000000000000011,0,0,0,0,0,0,0,0,0,0,0,0,0,0,0,0,0,0,0,0]
[null,null,null,null,null,null,null,null,null,0.32000000000000012,4.0957331996684755E-2,4.0957331996684755E-2,4.0957331996684755E-2,4.0957331996684755E-2,4.0957331996684755E-2,4.0957331996684755E-2,4.0957331996684755E-2,4.0957331996684755E-2,4.0957331996684755E-2,4.0957331996684755E-2,4.0957331996684755E-2,4.0957331996684755E-2,4.0957331996684755E-2,4.0957331996684755E-2,4.0957331996684755E-2,4.0957331996684755E-2,4.0957331996684755E-2,4.0957331996684755E-2,4.0957331996684755E-2,4.0957331996684755E-2,null,0.32000000000000012,0,0,0,0,0,0,0,0,0,0,0,0,0,0,0,0,0,0,0,0]
[null,null,null,null,null,null,null,null,null,0.33000000000000013,4.1426459459575737E-2,4.1426459459575737E-2,4.1426459459575737E-2,4.1426459459575737E-2,4.1426459459575737E-2,4.1426459459575737E-2,4.1426459459575737E-2,4.1426459459575737E-2,4.1426459459575737E-2,4.1426459459575737E-2,4.1426459459575737E-2,4.1426459459575737E-2,4.1426459459575737E-2,4.1426459459575737E-2,4.1426459459575737E-2,4.1426459459575737E-2,4.1426459459575737E-2,4.1426459459575737E-2,4.1426459459575737E-2,4.1426459459575737E-2,null,0.33000000000000013,0,0,0,0,0,0,0,0,0,0,0,0,0,0,0,0,0,0,0,0]
[null,null,null,null,null,null,null,null,null,0.34000000000000014,4.1894794227543171E-2,4.1894794227543171E-2,4.1894794227543171E-2,4.1894794227543171E-2,4.1894794227543171E-2,4.1894794227543171E-2,4.1894794227543171E-2,4.1894794227543171E-2,4.1894794227543171E-2,4.1894794227543171E-2,4.1894794227543171E-2,4.1894794227543171E-2,4.1894794227543171E-2,4.1894794227543171E-2,4.1894794227543171E-2,4.1894794227543171E-2,4.1894794227543171E-2,4.1894794227543171E-2,4.1894794227543171E-2,4.1894794227543171E-2,null,0.34000000000000014,0,0,0,0,0,0,0,0,0,0,0,0,0,0,0,0,0,0,0,0]
[null,null,null,null,null,null,null,null,null,0.35000000000000014,4.2362341561152581E-2,4.2362341561152581E-2,4.2362341561152581E-2,4.2362341561152581E-2,4.2362341561152581E-2,4.2362341561152581E-2,4.2362341561152581E-2,4.2362341561152581E-2,4.2362341561152581E-2,4.2362341561152581E-2,4.2362341561152581E-2,4.2362341561152581E-2,4.2362341561152581E-2,4.2362341561152581E-2,4.2362341561152581E-2,4.2362341561152581E-2,4.2362341561152581E-2,4.2362341561152581E-2,4.2362341561152581E-2,4.2362341561152581E-2,null,0.35000000000000014,0,0,0,0,0,0,0,0,0,0,0,0,0,0,0,0,0,0,0,0]
[null,null,null,null,null,null,null,null,null,0.36000000000000015,4.2829106731315472E-2,4.2829106731315472E-2,4.2829106731315472E-2,4.2829106731315472E-2,4.2829106731315472E-2,4.2829106731315472E-2,4.2829106731315472E-2,4.2829106731315472E-2,4.2829106731315472E-2,4.2829106731315472E-2,4.2829106731315472E-2,4.2829106731315472E-2,4.2829106731315472E-2,4.2829106731315472E-2,4.2829106731315472E-2,4.2829106731315472E-2,4.2829106731315472E-2,4.2829106731315472E-2,4.2829106731315472E-2,4.2829106731315472E-2,null,0.36000000000000015,0,0,0,0,0,0,0,0,0,0,0,0,0,0,0,0,0,0,0,0]
[null,null,null,null,null,null,null,null,null,0.37000000000000016,4.329509501928936E-2,4.329509501928936E-2,4.329509501928936E-2,4.329509501928936E-2,4.329509501928936E-2,4.329509501928936E-2,4.329509501928936E-2,4.329509501928936E-2,4.329509501928936E-2,4.329509501928936E-2,4.329509501928936E-2,4.329509501928936E-2,4.329509501928936E-2,4.329509501928936E-2,4.329509501928936E-2,4.329509501928936E-2,4.329509501928936E-2,4.329509501928936E-2,4.329509501928936E-2,4.329509501928936E-2,null,0.37000000000000016,0,0,0,0,0,0,0,0,0,0,0,0,0,0,0,0,0,0,0,0]
[null,null,null,null,null,null,null,null,null,0.38000000000000017,4.3760311716677748E-2,4.3760311716677748E-2,4.3760311716677748E-2,4.3760311716677748E-2,4.3760311716677748E-2,4.3760311716677748E-2,4.3760311716677748E-2,4.3760311716677748E-2,4.3760311716677748E-2,4.3760311716677748E-2,4.3760311716677748E-2,4.3760311716677748E-2,4.3760311716677748E-2,4.3760311716677748E-2,4.3760311716677748E-2,4.3760311716677748E-2,4.3760311716677748E-2,4.3760311716677748E-2,4.3760311716677748E-2,4.3760311716677748E-2,null,0.38000000000000017,0,0,0,0,0,0,0,0,0,0,0,0,0,0,0,0,0,0,0,0]
[null,null,null,null,null,null,null,null,null,0.39000000000000018,4.4224762125430125E-2,4.4224762125430125E-2,4.4224762125430125E-2,4.4224762125430125E-2,4.4224762125430125E-2,4.4224762125430125E-2,4.4224762125430125E-2,4.4224762125430125E-2,4.4224762125430125E-2,4.4224762125430125E-2,4.4224762125430125E-2,4.4224762125430125E-2,4.4224762125430125E-2,4.4224762125430125E-2,4.4224762125430125E-2,4.4224762125430125E-2,4.4224762125430125E-2,4.4224762125430125E-2,4.4224762125430125E-2,4.4224762125430125E-2,null,0.39000000000000018,0,0,0,0,0,0,0,0,0,0,0,0,0,0,0,0,0,0,0,0]
[null,null,null,null,null,null,null,null,null,0.40000000000000019,4.4688451557841971E-2,4.4688451557841971E-2,4.4688451557841971E-2,4.4688451557841971E-2,4.4688451557841971E-2,4.4688451557841971E-2,4.4688451557841971E-2,4.4688451557841971E-2,4.4688451557841971E-2,4.4688451557841971E-2,4.4688451557841971E-2,4.4688451557841971E-2,4.4688451557841971E-2,4.4688451557841971E-2,4.4688451557841971E-2,4.4688451557841971E-2,4.4688451557841971E-2,4.4688451557841971E-2,4.4688451557841971E-2,4.4688451557841971E-2,null,0.40000000000000019,0,0,0,0,0,0,0,0,0,0,0,0,0,0,0,0,0,0,0,0]
[null,null,null,null,null,null,null,null,null,0.4100000000000002,4.5151385336554786E-2,4.5151385336554786E-2,4.5151385336554786E-2,4.5151385336554786E-2,4.5151385336554786E-2,4.5151385336554786E-2,4.5151385336554786E-2,4.5151385336554786E-2,4.5151385336554786E-2,4.5151385336554786E-2,4.5151385336554786E-2,4.5151385336554786E-2,4.5151385336554786E-2,4.5151385336554786E-2,4.5151385336554786E-2,4.5151385336554786E-2,4.5151385336554786E-2,4.5151385336554786E-2,4.5151385336554786E-2,4.5151385336554786E-2,null,0.4100000000000002,0,0,0,0,0,0,0,0,0,0,0,0,0,0,0,0,0,0,0,0]
[null,null,null,null,null,null,null,null,null,0.42000000000000021,4.5613568794556018E-2,4.5613568794556018E-2,4.5613568794556018E-2,4.5613568794556018E-2,4.5613568794556018E-2,4.5613568794556018E-2,4.5613568794556018E-2,4.5613568794556018E-2,4.5613568794556018E-2,4.5613568794556018E-2,4.5613568794556018E-2,4.5613568794556018E-2,4.5613568794556018E-2,4.5613568794556018E-2,4.5613568794556018E-2,4.5613568794556018E-2,4.5613568794556018E-2,4.5613568794556018E-2,4.5613568794556018E-2,4.5613568794556018E-2,null,0.42000000000000021,0,0,0,0,0,0,0,0,0,0,0,0,0,0,0,0,0,0,0,0]
[null,null,null,null,null,null,null,null,null,0.43000000000000022,4.6075007275179151E-2,4.6075007275179151E-2,4.6075007275179151E-2,4.6075007275179151E-2,4.6075007275179151E-2,4.6075007275179151E-2,4.6075007275179151E-2,4.6075007275179151E-2,4.6075007275179151E-2,4.6075007275179151E-2,4.6075007275179151E-2,4.6075007275179151E-2,4.6075007275179151E-2,4.6075007275179151E-2,4.6075007275179151E-2,4.6075007275179151E-2,4.6075007275179151E-2,4.6075007275179151E-2,4.6075007275179151E-2,4.6075007275179151E-2,null,0.43000000000000022,0,0,0,0,0,0,0,0,0,0,0,0,0,0,0,0,0,0,0,0]
[null,null,null,null,null,null,null,null,null,0.44000000000000022,4.653570613210363E-2,4.653570613210363E-2,4.653570613210363E-2,4.653570613210363E-2,4.653570613210363E-2,4.653570613210363E-2,4.653570613210363E-2,4.653570613210363E-2,4.653570613210363E-2,4.653570613210363E-2,4.653570613210363E-2,4.653570613210363E-2,4.653570613210363E-2,4.653570613210363E-2,4.653570613210363E-2,4.653570613210363E-2,4.653570613210363E-2,4.653570613210363E-2,4.653570613210363E-2,4.653570613210363E-2,null,0.44000000000000022,0,0,0,0,0,0,0,0,0,0,0,0,0,0,0,0,0,0,0,0]
[null,null,null,null,null,null,null,null,null,0.45000000000000023,4.6995670729354913E-2,4.6995670729354913E-2,4.6995670729354913E-2,4.6995670729354913E-2,4.6995670729354913E-2,4.6995670729354913E-2,4.6995670729354913E-2,4.6995670729354913E-2,4.6995670729354913E-2,4.6995670729354913E-2,4.6995670729354913E-2,4.6995670729354913E-2,4.6995670729354913E-2,4.6995670729354913E-2,4.6995670729354913E-2,4.6995670729354913E-2,4.6995670729354913E-2,4.6995670729354913E-2,4.6995670729354913E-2,4.6995670729354913E-2,null,0.45000000000000023,0,0,0,0,0,0,0,0,0,0,0,0,0,0,0,0,0,0,0,0]
[null,null,null,null,null,null,null,null,null,0.46000000000000024,4.7454906441304442E-2,4.7454906441304442E-2,4.7454906441304442E-2,4.7454906441304442E-2,4.7454906441304442E-2,4.7454906441304442E-2,4.7454906441304442E-2,4.7454906441304442E-2,4.7454906441304442E-2,4.7454906441304442E-2,4.7454906441304442E-2,4.7454906441304442E-2,4.7454906441304442E-2,4.7454906441304442E-2,4.7454906441304442E-2,4.7454906441304442E-2,4.7454906441304442E-2,4.7454906441304442E-2,4.7454906441304442E-2,4.7454906441304442E-2,null,0.46000000000000024,0,0,0,0,0,0,0,0,0,0,0,0,0,0,0,0,0,0,0,0]
[null,null,null,null,null,null,null,null,null,0.47000000000000025,4.7913418652669668E-2,4.7913418652669668E-2,4.7913418652669668E-2,4.7913418652669668E-2,4.7913418652669668E-2,4.7913418652669668E-2,4.7913418652669668E-2,4.7913418652669668E-2,4.7913418652669668E-2,4.7913418652669668E-2,4.7913418652669668E-2,4.7913418652669668E-2,4.7913418652669668E-2,4.7913418652669668E-2,4.7913418652669668E-2,4.7913418652669668E-2,4.7913418652669668E-2,4.7913418652669668E-2,4.7913418652669668E-2,4.7913418652669668E-2,null,0.47000000000000025,0,0,0,0,0,0,0,0,0,0,0,0,0,0,0,0,0,0,0,0]
[null,null,null,null,null,null,null,null,null,0.48000000000000026,4.8371212758513998E-2,4.8371212758513998E-2,4.8371212758513998E-2,4.8371212758513998E-2,4.8371212758513998E-2,4.8371212758513998E-2,4.8371212758513998E-2,4.8371212758513998E-2,4.8371212758513998E-2,4.8371212758513998E-2,4.8371212758513998E-2,4.8371212758513998E-2,4.8371212758513998E-2,4.8371212758513998E-2,4.8371212758513998E-2,4.8371212758513998E-2,4.8371212758513998E-2,4.8371212758513998E-2,4.8371212758513998E-2,4.8371212758513998E-2,null,0.48000000000000026,0,0,0,0,0,0,0,0,0,0,0,0,0,0,0,0,0,0,0,0]
[null,null,null,null,null,null,null,null,null,0.49000000000000027,4.882829416424686E-2,4.882829416424686E-2,4.882829416424686E-2,4.882829416424686E-2,4.882829416424686E-2,4.882829416424686E-2,4.882829416424686E-2,4.882829416424686E-2,4.882829416424686E-2,4.882829416424686E-2,4.882829416424686E-2,4.882829416424686E-2,4.882829416424686E-2,4.882829416424686E-2,4.882829416424686E-2,4.882829416424686E-2,4.882829416424686E-2,4.882829416424686E-2,4.882829416424686E-2,4.882829416424686E-2,null,0.49000000000000027,0,0,0,0,0,0,0,0,0,0,0,0,0,0,0,0,0,0,0,0]
[null,null,null,null,null,null,null,null,null,0.50000000000000022,4.9284668285623681E-2,4.9284668285623681E-2,4.9284668285623681E-2,4.9284668285623681E-2,4.9284668285623681E-2,4.9284668285623681E-2,4.9284668285623681E-2,4.9284668285623681E-2,4.9284668285623681E-2,4.9284668285623681E-2,4.9284668285623681E-2,4.9284668285623681E-2,4.9284668285623681E-2,4.9284668285623681E-2,4.9284668285623681E-2,4.9284668285623681E-2,4.9284668285623681E-2,4.9284668285623681E-2,4.9284668285623681E-2,4.9284668285623681E-2,null,0.50000000000000022,0,0,0,0,0,0,0,0,0,0,0,0,0,0,0,0,0,0,0,0]
[null,null,null,null,null,null,null,null,null,0.51000000000000023,4.9740340548745869E-2,4.9740340548745869E-2,4.9740340548745869E-2,4.9740340548745869E-2,4.9740340548745869E-2,4.9740340548745869E-2,4.9740340548745869E-2,4.9740340548745869E-2,4.9740340548745869E-2,4.9740340548745869E-2,4.9740340548745869E-2,4.9740340548745869E-2,4.9740340548745869E-2,4.9740340548745869E-2,4.9740340548745869E-2,4.9740340548745869E-2,4.9740340548745869E-2,4.9740340548745869E-2,4.9740340548745869E-2,4.9740340548745869E-2,null,0.51000000000000023,0,0,0,0,0,0,0,0,0,0,0,0,0,0,0,0,0,0,0,0]
[null,null,null,null,null,null,null,null,null,0.52000000000000024,5.0195316390060821E-2,5.0195316390060821E-2,5.0195316390060821E-2,5.0195316390060821E-2,5.0195316390060821E-2,5.0195316390060821E-2,5.0195316390060821E-2,5.0195316390060821E-2,5.0195316390060821E-2,5.0195316390060821E-2,5.0195316390060821E-2,5.0195316390060821E-2,5.0195316390060821E-2,5.0195316390060821E-2,5.0195316390060821E-2,5.0195316390060821E-2,5.0195316390060821E-2,5.0195316390060821E-2,5.0195316390060821E-2,5.0195316390060821E-2,null,0.52000000000000024,0,0,0,0,0,0,0,0,0,0,0,0,0,0,0,0,0,0,0,0]
[null,null,null,null,null,null,null,null,null,0.53000000000000025,5.064960125636192E-2,5.064960125636192E-2,5.064960125636192E-2,5.064960125636192E-2,5.064960125636192E-2,5.064960125636192E-2,5.064960125636192E-2,5.064960125636192E-2,5.064960125636192E-2,5.064960125636192E-2,5.064960125636192E-2,5.064960125636192E-2,5.064960125636192E-2,5.064960125636192E-2,5.064960125636192E-2,5.064960125636192E-2,5.064960125636192E-2,5.064960125636192E-2,5.064960125636192E-2,5.064960125636192E-2,null,0.53000000000000025,0,0,0,0,0,0,0,0,0,0,0,0,0,0,0,0,0,0,0,0]
[null,null,null,null,null,null,null,null,null,0.54000000000000026,5.1103200604788582E-2,5.1103200604788582E-2,5.1103200604788582E-2,5.1103200604788582E-2,5.1103200604788582E-2,5.1103200604788582E-2,5.1103200604788582E-2,5.1103200604788582E-2,5.1103200604788582E-2,5.1103200604788582E-2,5.1103200604788582E-2,5.1103200604788582E-2,5.1103200604788582E-2,5.1103200604788582E-2,5.1103200604788582E-2,5.1103200604788582E-2,5.1103200604788582E-2,5.1103200604788582E-2,5.1103200604788582E-2,5.1103200604788582E-2,null,0.54000000000000026,0,0,0,0,0,0,0,0,0,0,0,0,0,0,0,0,0,0,0,0]
[null,null,null,null,null,null,null,null,null,0.55000000000000027,5.1556119902826159E-2,5.1556119902826159E-2,5.1556119902826159E-2,5.1556119902826159E-2,5.1556119902826159E-2,5.1556119902826159E-2,5.1556119902826159E-2,5.1556119902826159E-2,5.1556119902826159E-2,5.1556119902826159E-2,5.1556119902826159E-2,5.1556119902826159E-2,5.1556119902826159E-2,5.1556119902826159E-2,5.1556119902826159E-2,5.1556119902826159E-2,5.1556119902826159E-2,5.1556119902826159E-2,5.1556119902826159E-2,5.1556119902826159E-2,null,0.55000000000000027,0,0,0,0,0,0,0,0,0,0,0,0,0,0,0,0,0,0,0,0]
[null,null,null,null,null,null,null,null,null,0.56000000000000028,5.2008364628306047E-2,5.2008364628306047E-2,5.2008364628306047E-2,5.2008364628306047E-2,5.2008364628306047E-2,5.2008364628306047E-2,5.2008364628306047E-2,5.2008364628306047E-2,5.2008364628306047E-2,5.2008364628306047E-2,5.2008364628306047E-2,5.2008364628306047E-2,5.2008364628306047E-2,5.2008364628306047E-2,5.2008364628306047E-2,5.2008364628306047E-2,5.2008364628306047E-2,5.2008364628306047E-2,5.2008364628306047E-2,5.2008364628306047E-2,null,0.56000000000000028,0,0,0,0,0,0,0,0,0,0,0,0,0,0,0,0,0,0,0,0]
[null,null,null,null,null,null,null,null,null,0.57000000000000028,5.2459940269405606E-2,5.2459940269405606E-2,5.2459940269405606E-2,5.2459940269405606E-2,5.2459940269405606E-2,5.2459940269405606E-2,5.2459940269405606E-2,5.2459940269405606E-2,5.2459940269405606E-2,5.2459940269405606E-2,5.2459940269405606E-2,5.2459940269405606E-2,5.2459940269405606E-2,5.2459940269405606E-2,5.2459940269405606E-2,5.2459940269405606E-2,5.2459940269405606E-2,5.2459940269405606E-2,5.2459940269405606E-2,5.2459940269405606E-2,null,0.57000000000000028,0,0,0,0,0,0,0,0,0,0,0,0,0,0,0,0,0,0,0,0]
[null,null,null,null,null,null,null,null,null,0.58000000000000029,5.2910852324648178E-2,5.2910852324648178E-2,5.2910852324648178E-2,5.2910852324648178E-2,5.2910852324648178E-2,5.2910852324648178E-2,5.2910852324648178E-2,5.2910852324648178E-2,5.2910852324648178E-2,5.2910852324648178E-2,5.2910852324648178E-2,5.2910852324648178E-2,5.2910852324648178E-2,5.2910852324648178E-2,5.2910852324648178E-2,5.2910852324648178E-2,5.2910852324648178E-2,5.2910852324648178E-2,5.2910852324648178E-2,5.2910852324648178E-2,null,0.58000000000000029,0,0,0,0,0,0,0,0,0,0,0,0,0,0,0,0,0,0,0,0]
[null,null,null,null,null,null,null,null,null,0.5900000000000003,5.3361106302903138E-2,5.3361106302903138E-2,5.3361106302903138E-2,5.3361106302903138E-2,5.3361106302903138E-2,5.3361106302903138E-2,5.3361106302903138E-2,5.3361106302903138E-2,5.3361106302903138E-2,5.3361106302903138E-2,5.3361106302903138E-2,5.3361106302903138E-2,5.3361106302903138E-2,5.3361106302903138E-2,5.3361106302903138E-2,5.3361106302903138E-2,5.3361106302903138E-2,5.3361106302903138E-2,5.3361106302903138E-2,5.3361106302903138E-2,null,0.5900000000000003,0,0,0,0,0,0,0,0,0,0,0,0,0,0,0,0,0,0,0,0]
[null,null,null,null,null,null,null,null,null,0.60000000000000031,5.3810707723385823E-2,5.3810707723385823E-2,5.3810707723385823E-2,5.3810707723385823E-2,5.3810707723385823E-2,5.3810707723385823E-2,5.3810707723385823E-2,5.3810707723385823E-2,5.3810707723385823E-2,5.3810707723385823E-2,5.3810707723385823E-2,5.3810707723385823E-2,5.3810707723385823E-2,5.3810707723385823E-2,5.3810707723385823E-2,5.3810707723385823E-2,5.3810707723385823E-2,5.3810707723385823E-2,5.3810707723385823E-2,5.3810707723385823E-2,null,0.60000000000000031,0,0,0,0,0,0,0,0,0,0,0,0,0,0,0,0,0,0,0,0]
[null,null,null,null,null,null,null,null,null,0.61000000000000032,5.4259662115657567E-2,5.4259662115657567E-2,5.4259662115657567E-2,5.4259662115657567E-2,5.4259662115657567E-2,5.4259662115657567E-2,5.4259662115657567E-2,5.4259662115657567E-2,5.4259662115657567E-2,5.4259662115657567E-2,5.4259662115657567E-2,5.4259662115657567E-2,5.4259662115657567E-2,5.4259662115657567E-2,5.4259662115657567E-2,5.4259662115657567E-2,5.4259662115657567E-2,5.4259662115657567E-2,5.4259662115657567E-2,5.4259662115657567E-2,null,0.61000000000000032,0,0,0,0,0,0,0,0,0,0,0,0,0,0,0,0,0,0,0,0]
[null,null,null,null,null,null,null,null,null,0.62000000000000033,5.470797501962571E-2,5.470797501962571E-2,5.470797501962571E-2,5.470797501962571E-2,5.470797501962571E-2,5.470797501962571E-2,5.470797501962571E-2,5.470797501962571E-2,5.470797501962571E-2,5.470797501962571E-2,5.470797501962571E-2,5.470797501962571E-2,5.470797501962571E-2,5.470797501962571E-2,5.470797501962571E-2,5.470797501962571E-2,5.470797501962571E-2,5.470797501962571E-2,5.470797501962571E-2,5.470797501962571E-2,null,0.62000000000000033,0,0,0,0,0,0,0,0,0,0,0,0,0,0,0,0,0,0,0,0]
[null,null,null,null,null,null,null,null,null,0.63000000000000034,5.515565198554357E-2,5.515565198554357E-2,5.515565198554357E-2,5.515565198554357E-2,5.515565198554357E-2,5.515565198554357E-2,5.515565198554357E-2,5.515565198554357E-2,5.515565198554357E-2,5.515565198554357E-2,5.515565198554357E-2,5.515565198554357E-2,5.515565198554357E-2,5.515565198554357E-2,5.515565198554357E-2,5.515565198554357E-2,5.515565198554357E-2,5.515565198554357E-2,5.515565198554357E-2,5.515565198554357E-2,null,0.63000000000000034,0,0,0,0,0,0,0,0,0,0,0,0,0,0,0,0,0,0,0,0]
[null,null,null,null,null,null,null,null,null,0.64000000000000035,{"$f":"IF(AQ$16=0,0,IF(K$36*$J109^4  +    K$37*$J109^3   +    K$38*$J109^2    +    K$39*$J109   +    K$40>1,1,K$36*$J109^4  +    K$37*$J109^3   +    K$38*$J109^2    +    K$39*$J109   +    K$40))","v":5.560269857401047E-2},{"$f":"IF(AR$16=0,0,IF(L$36*$J109^4  +    L$37*$J109^3   +    L$38*$J109^2    +    L$39*$J109   +    L$40>1,1,L$36*$J109^4  +    L$37*$J109^3   +    L$38*$J109^2    +    L$39*$J109   +    L$40))","v":5.560269857401047E-2},{"$f":"IF(AS$16=0,0,IF(M$36*$J109^4  +    M$37*$J109^3   +    M$38*$J109^2    +    M$39*$J109   +    M$40>1,1,M$36*$J109^4  +    M$37*$J109^3   +    M$38*$J109^2    +    M$39*$J109   +    M$40))","v":5.560269857401047E-2},{"$f":"IF(AT$16=0,0,IF(N$36*$J109^4  +    N$37*$J109^3   +    N$38*$J109^2    +    N$39*$J109   +    N$40>1,1,N$36*$J109^4  +    N$37*$J109^3   +    N$38*$J109^2    +    N$39*$J109   +    N$40))","v":5.560269857401047E-2},{"$f":"IF(AU$16=0,0,IF(O$36*$J109^4  +    O$37*$J109^3   +    O$38*$J109^2    +    O$39*$J109   +    O$40>1,1,O$36*$J109^4  +    O$37*$J109^3   +    O$38*$J109^2    +    O$39*$J109   +    O$40))","v":5.560269857401047E-2},{"$f":"IF(AV$16=0,0,IF(P$36*$J109^4  +    P$37*$J109^3   +    P$38*$J109^2    +    P$39*$J109   +    P$40>1,1,P$36*$J109^4  +    P$37*$J109^3   +    P$38*$J109^2    +    P$39*$J109   +    P$40))","v":5.560269857401047E-2},{"$f":"IF(AW$16=0,0,IF(Q$36*$J109^4  +    Q$37*$J109^3   +    Q$38*$J109^2    +    Q$39*$J109   +    Q$40>1,1,Q$36*$J109^4  +    Q$37*$J109^3   +    Q$38*$J109^2    +    Q$39*$J109   +    Q$40))","v":5.560269857401047E-2},{"$f":"IF(AX$16=0,0,IF(R$36*$J109^4  +    R$37*$J109^3   +    R$38*$J109^2    +    R$39*$J109   +    R$40>1,1,R$36*$J109^4  +    R$37*$J109^3   +    R$38*$J109^2    +    R$39*$J109   +    R$40))","v":5.560269857401047E-2},{"$f":"IF(AY$16=0,0,IF(S$36*$J109^4  +    S$37*$J109^3   +    S$38*$J109^2    +    S$39*$J109   +    S$40>1,1,S$36*$J109^4  +    S$37*$J109^3   +    S$38*$J109^2    +    S$39*$J109   +    S$40))","v":5.560269857401047E-2},{"$f":"IF(AZ$16=0,0,IF(T$36*$J109^4  +    T$37*$J109^3   +    T$38*$J109^2    +    T$39*$J109   +    T$40>1,1,T$36*$J109^4  +    T$37*$J109^3   +    T$38*$J109^2    +    T$39*$J109   +    T$40))","v":5.560269857401047E-2},{"$f":"IF(BA$16=0,0,IF(U$36*$J109^4  +    U$37*$J109^3   +    U$38*$J109^2    +    U$39*$J109   +    U$40>1,1,U$36*$J109^4  +    U$37*$J109^3   +    U$38*$J109^2    +    U$39*$J109   +    U$40))","v":5.560269857401047E-2},{"$f":"IF(BB$16=0,0,IF(V$36*$J109^4  +    V$37*$J109^3   +    V$38*$J109^2    +    V$39*$J109   +    V$40>1,1,V$36*$J109^4  +    V$37*$J109^3   +    V$38*$J109^2    +    V$39*$J109   +    V$40))","v":5.560269857401047E-2},{"$f":"IF(BC$16=0,0,IF(W$36*$J109^4  +    W$37*$J109^3   +    W$38*$J109^2    +    W$39*$J109   +    W$40>1,1,W$36*$J109^4  +    W$37*$J109^3   +    W$38*$J109^2    +    W$39*$J109   +    W$40))","v":5.560269857401047E-2},{"$f":"IF(BD$16=0,0,IF(X$36*$J109^4  +    X$37*$J109^3   +    X$38*$J109^2    +    X$39*$J109   +    X$40>1,1,X$36*$J109^4  +    X$37*$J109^3   +    X$38*$J109^2    +    X$39*$J109   +    X$40))","v":5.560269857401047E-2},{"$f":"IF(BE$16=0,0,IF(Y$36*$J109^4  +    Y$37*$J109^3   +    Y$38*$J109^2    +    Y$39*$J109   +    Y$40>1,1,Y$36*$J109^4  +    Y$37*$J109^3   +    Y$38*$J109^2    +    Y$39*$J109   +    Y$40))","v":5.560269857401047E-2},{"$f":"IF(BF$16=0,0,IF(Z$36*$J109^4  +    Z$37*$J109^3   +    Z$38*$J109^2    +    Z$39*$J109   +    Z$40>1,1,Z$36*$J109^4  +    Z$37*$J109^3   +    Z$38*$J109^2    +    Z$39*$J109   +    Z$40))","v":5.560269857401047E-2},{"$f":"IF(BG$16=0,0,IF(AA$36*$J109^4  +    AA$37*$J109^3   +    AA$38*$J109^2    +    AA$39*$J109   +    AA$40>1,1,AA$36*$J109^4  +    AA$37*$J109^3   +    AA$38*$J109^2    +    AA$39*$J109   +    AA$40))","v":5.560269857401047E-2},{"$f":"IF(BH$16=0,0,IF(AB$36*$J109^4  +    AB$37*$J109^3   +    AB$38*$J109^2    +    AB$39*$J109   +    AB$40>1,1,AB$36*$J109^4  +    AB$37*$J109^3   +    AB$38*$J109^2    +    AB$39*$J109   +    AB$40))","v":5.560269857401047E-2},{"$f":"IF(BI$16=0,0,IF(AC$36*$J109^4  +    AC$37*$J109^3   +    AC$38*$J109^2    +    AC$39*$J109   +    AC$40>1,1,AC$36*$J109^4  +    AC$37*$J109^3   +    AC$38*$J109^2    +    AC$39*$J109   +    AC$40))","v":5.560269857401047E-2},{"$f":"IF(BJ$16=0,0,IF(AD$36*$J109^4  +    AD$37*$J109^3   +    AD$38*$J109^2    +    AD$39*$J109   +    AD$40>1,1,AD$36*$J109^4  +    AD$37*$J109^3   +    AD$38*$J109^2    +    AD$39*$J109   +    AD$40))","v":5.560269857401047E-2},null,0.64000000000000035,{"$f":"IF(AG$43<>0,INDEX(K$45:K$1045, MATCH($AF109*(AG$43/24), $J$45:$J$1045)), 0)","v":0},{"$f":"IF(AH$43<>0,INDEX(L$45:L$1045, MATCH($AF109*(AH$43/24), $J$45:$J$1045)), 0)","v":0},{"$f":"IF(AI$43<>0,INDEX(M$45:M$1045, MATCH($AF109*(AI$43/24), $J$45:$J$1045)), 0)","v":0},{"$f":"IF(AJ$43<>0,INDEX(N$45:N$1045, MATCH($AF109*(AJ$43/24), $J$45:$J$1045)), 0)","v":0},{"$f":"IF(AK$43<>0,INDEX(O$45:O$1045, MATCH($AF109*(AK$43/24), $J$45:$J$1045)), 0)","v":0},{"$f":"IF(AL$43<>0,INDEX(P$45:P$1045, MATCH($AF109*(AL$43/24), $J$45:$J$1045)), 0)","v":0},{"$f":"IF(AM$43<>0,INDEX(Q$45:Q$1045, MATCH($AF109*(AM$43/24), $J$45:$J$1045)), 0)","v":0},{"$f":"IF(AN$43<>0,INDEX(R$45:R$1045, MATCH($AF109*(AN$43/24), $J$45:$J$1045)), 0)","v":0},{"$f":"IF(AO$43<>0,INDEX(S$45:S$1045, MATCH($AF109*(AO$43/24), $J$45:$J$1045)), 0)","v":0},{"$f":"IF(AP$43<>0,INDEX(T$45:T$1045, MATCH($AF109*(AP$43/24), $J$45:$J$1045)), 0)","v":0},{"$f":"IF(AQ$43<>0,INDEX(U$45:U$1045, MATCH($AF109*(AQ$43/24), $J$45:$J$1045)), 0)","v":0},{"$f":"IF(AR$43<>0,INDEX(V$45:V$1045, MATCH($AF109*(AR$43/24), $J$45:$J$1045)), 0)","v":0},{"$f":"IF(AS$43<>0,INDEX(W$45:W$1045, MATCH($AF109*(AS$43/24), $J$45:$J$1045)), 0)","v":0},{"$f":"IF(AT$43<>0,INDEX(X$45:X$1045, MATCH($AF109*(AT$43/24), $J$45:$J$1045)), 0)","v":0},{"$f":"IF(AU$43<>0,INDEX(Y$45:Y$1045, MATCH($AF109*(AU$43/24), $J$45:$J$1045)), 0)","v":0},{"$f":"IF(AV$43<>0,INDEX(Z$45:Z$1045, MATCH($AF109*(AV$43/24), $J$45:$J$1045)), 0)","v":0},{"$f":"IF(AW$43<>0,INDEX(AA$45:AA$1045, MATCH($AF109*(AW$43/24), $J$45:$J$1045)), 0)","v":0},{"$f":"IF(AX$43<>0,INDEX(AB$45:AB$1045, MATCH($AF109*(AX$43/24), $J$45:$J$1045)), 0)","v":0},{"$f":"IF(AY$43<>0,INDEX(AC$45:AC$1045, MATCH($AF109*(AY$43/24), $J$45:$J$1045)), 0)","v":0},{"$f":"IF(AZ$43<>0,INDEX(AD$45:AD$1045, MATCH($AF109*(AZ$43/24), $J$45:$J$1045)), 0)","v":0}]
[null,null,null,null,null,null,null,null,null,{"$f":"J109+0.01","v":0.65000000000000036},5.6049120355971718E-2,5.6049120355971718E-2,5.6049120355971718E-2,5.6049120355971718E-2,5.6049120355971718E-2,5.6049120355971718E-2,5.6049120355971718E-2,5.6049120355971718E-2,5.6049120355971718E-2,5.6049120355971718E-2,5.6049120355971718E-2,5.6049120355971718E-2,5.6049120355971718E-2,5.6049120355971718E-2,5.6049120355971718E-2,5.6049120355971718E-2,5.6049120355971718E-2,5.6049120355971718E-2,5.6049120355971718E-2,5.6049120355971718E-2,null,{"$f":"AF109+0.01","v":0.65000000000000036},0,0,0,0,0,0,0,0,0,0,0,0,0,0,0,0,0,0,0,0]
[null,null,null,null,null,null,null,null,null,0.66000000000000036,5.6494922912718612E-2,5.6494922912718612E-2,5.6494922912718612E-2,5.6494922912718612E-2,5.6494922912718612E-2,5.6494922912718612E-2,5.6494922912718612E-2,5.6494922912718612E-2,5.6494922912718612E-2,5.6494922912718612E-2,5.6494922912718612E-2,5.6494922912718612E-2,5.6494922912718612E-2,5.6494922912718612E-2,5.6494922912718612E-2,5.6494922912718612E-2,5.6494922912718612E-2,5.6494922912718612E-2,5.6494922912718612E-2,5.6494922912718612E-2,null,0.66000000000000036,0,0,0,0,0,0,0,0,0,0,0,0,0,0,0,0,0,0,0,0]
[null,null,null,null,null,null,null,null,null,0.67000000000000037,5.694011183588845E-2,5.694011183588845E-2,5.694011183588845E-2,5.694011183588845E-2,5.694011183588845E-2,5.694011183588845E-2,5.694011183588845E-2,5.694011183588845E-2,5.694011183588845E-2,5.694011183588845E-2,5.694011183588845E-2,5.694011183588845E-2,5.694011183588845E-2,5.694011183588845E-2,5.694011183588845E-2,5.694011183588845E-2,5.694011183588845E-2,5.694011183588845E-2,5.694011183588845E-2,5.694011183588845E-2,null,0.67000000000000037,0,0,0,0,0,0,0,0,0,0,0,0,0,0,0,0,0,0,0,0]
[null,null,null,null,null,null,null,null,null,0.68000000000000038,5.7384692727464513E-2,5.7384692727464513E-2,5.7384692727464513E-2,5.7384692727464513E-2,5.7384692727464513E-2,5.7384692727464513E-2,5.7384692727464513E-2,5.7384692727464513E-2,5.7384692727464513E-2,5.7384692727464513E-2,5.7384692727464513E-2,5.7384692727464513E-2,5.7384692727464513E-2,5.7384692727464513E-2,5.7384692727464513E-2,5.7384692727464513E-2,5.7384692727464513E-2,5.7384692727464513E-2,5.7384692727464513E-2,5.7384692727464513E-2,null,0.68000000000000038,0,0,0,0,0,0,0,0,0,0,0,0,0,0,0,0,0,0,0,0]
[null,null,null,null,null,null,null,null,null,0.69000000000000039,5.7828671199776104E-2,5.7828671199776104E-2,5.7828671199776104E-2,5.7828671199776104E-2,5.7828671199776104E-2,5.7828671199776104E-2,5.7828671199776104E-2,5.7828671199776104E-2,5.7828671199776104E-2,5.7828671199776104E-2,5.7828671199776104E-2,5.7828671199776104E-2,5.7828671199776104E-2,5.7828671199776104E-2,5.7828671199776104E-2,5.7828671199776104E-2,5.7828671199776104E-2,5.7828671199776104E-2,5.7828671199776104E-2,5.7828671199776104E-2,null,0.69000000000000039,0,0,0,0,0,0,0,0,0,0,0,0,0,0,0,0,0,0,0,0]
[null,null,null,null,null,null,null,null,null,0.7000000000000004,5.8272052875498484E-2,5.8272052875498484E-2,5.8272052875498484E-2,5.8272052875498484E-2,5.8272052875498484E-2,5.8272052875498484E-2,5.8272052875498484E-2,5.8272052875498484E-2,5.8272052875498484E-2,5.8272052875498484E-2,5.8272052875498484E-2,5.8272052875498484E-2,5.8272052875498484E-2,5.8272052875498484E-2,5.8272052875498484E-2,5.8272052875498484E-2,5.8272052875498484E-2,5.8272052875498484E-2,5.8272052875498484E-2,5.8272052875498484E-2,null,0.7000000000000004,0,0,0,0,0,0,0,0,0,0,0,0,0,0,0,0,0,0,0,0]
[null,null,null,null,null,null,null,null,null,0.71000000000000041,5.8714843387652926E-2,5.8714843387652926E-2,5.8714843387652926E-2,5.8714843387652926E-2,5.8714843387652926E-2,5.8714843387652926E-2,5.8714843387652926E-2,5.8714843387652926E-2,5.8714843387652926E-2,5.8714843387652926E-2,5.8714843387652926E-2,5.8714843387652926E-2,5.8714843387652926E-2,5.8714843387652926E-2,5.8714843387652926E-2,5.8714843387652926E-2,5.8714843387652926E-2,5.8714843387652926E-2,5.8714843387652926E-2,5.8714843387652926E-2,null,0.71000000000000041,0,0,0,0,0,0,0,0,0,0,0,0,0,0,0,0,0,0,0,0]
[null,null,null,null,null,null,null,null,null,0.72000000000000042,5.9157048379606683E-2,5.9157048379606683E-2,5.9157048379606683E-2,5.9157048379606683E-2,5.9157048379606683E-2,5.9157048379606683E-2,5.9157048379606683E-2,5.9157048379606683E-2,5.9157048379606683E-2,5.9157048379606683E-2,5.9157048379606683E-2,5.9157048379606683E-2,5.9157048379606683E-2,5.9157048379606683E-2,5.9157048379606683E-2,5.9157048379606683E-2,5.9157048379606683E-2,5.9157048379606683E-2,5.9157048379606683E-2,5.9157048379606683E-2,null,0.72000000000000042,0,0,0,0,0,0,0,0,0,0,0,0,0,0,0,0,0,0,0,0]
[null,null,null,null,null,null,null,null,null,0.73000000000000043,5.9598673505073016E-2,5.9598673505073016E-2,5.9598673505073016E-2,5.9598673505073016E-2,5.9598673505073016E-2,5.9598673505073016E-2,5.9598673505073016E-2,5.9598673505073016E-2,5.9598673505073016E-2,5.9598673505073016E-2,5.9598673505073016E-2,5.9598673505073016E-2,5.9598673505073016E-2,5.9598673505073016E-2,5.9598673505073016E-2,5.9598673505073016E-2,5.9598673505073016E-2,5.9598673505073016E-2,5.9598673505073016E-2,5.9598673505073016E-2,null,0.73000000000000043,0,0,0,0,0,0,0,0,0,0,0,0,0,0,0,0,0,0,0,0]
[null,null,null,null,null,null,null,null,null,0.74000000000000044,6.0039724428111174E-2,6.0039724428111174E-2,6.0039724428111174E-2,6.0039724428111174E-2,6.0039724428111174E-2,6.0039724428111174E-2,6.0039724428111174E-2,6.0039724428111174E-2,6.0039724428111174E-2,6.0039724428111174E-2,6.0039724428111174E-2,6.0039724428111174E-2,6.0039724428111174E-2,6.0039724428111174E-2,6.0039724428111174E-2,6.0039724428111174E-2,6.0039724428111174E-2,6.0039724428111174E-2,6.0039724428111174E-2,6.0039724428111174E-2,null,0.74000000000000044,0,0,0,0,0,0,0,0,0,0,0,0,0,0,0,0,0,0,0,0]
[null,null,null,null,null,null,null,null,null,0.75000000000000044,6.0480206823126388E-2,6.0480206823126388E-2,6.0480206823126388E-2,6.0480206823126388E-2,6.0480206823126388E-2,6.0480206823126388E-2,6.0480206823126388E-2,6.0480206823126388E-2,6.0480206823126388E-2,6.0480206823126388E-2,6.0480206823126388E-2,6.0480206823126388E-2,6.0480206823126388E-2,6.0480206823126388E-2,6.0480206823126388E-2,6.0480206823126388E-2,6.0480206823126388E-2,6.0480206823126388E-2,6.0480206823126388E-2,6.0480206823126388E-2,null,0.75000000000000044,0,0,0,0,0,0,0,0,0,0,0,0,0,0,0,0,0,0,0,0]
[null,null,null,null,null,null,null,null,null,0.76000000000000045,6.092012637486989E-2,6.092012637486989E-2,6.092012637486989E-2,6.092012637486989E-2,6.092012637486989E-2,6.092012637486989E-2,6.092012637486989E-2,6.092012637486989E-2,6.092012637486989E-2,6.092012637486989E-2,6.092012637486989E-2,6.092012637486989E-2,6.092012637486989E-2,6.092012637486989E-2,6.092012637486989E-2,6.092012637486989E-2,6.092012637486989E-2,6.092012637486989E-2,6.092012637486989E-2,6.092012637486989E-2,null,0.76000000000000045,0,0,0,0,0,0,0,0,0,0,0,0,0,0,0,0,0,0,0,0]
[null,null,null,null,null,null,null,null,null,0.77000000000000046,6.1359488778438907E-2,6.1359488778438907E-2,6.1359488778438907E-2,6.1359488778438907E-2,6.1359488778438907E-2,6.1359488778438907E-2,6.1359488778438907E-2,6.1359488778438907E-2,6.1359488778438907E-2,6.1359488778438907E-2,6.1359488778438907E-2,6.1359488778438907E-2,6.1359488778438907E-2,6.1359488778438907E-2,6.1359488778438907E-2,6.1359488778438907E-2,6.1359488778438907E-2,6.1359488778438907E-2,6.1359488778438907E-2,6.1359488778438907E-2,null,0.77000000000000046,0,0,0,0,0,0,0,0,0,0,0,0,0,0,0,0,0,0,0,0]
[null,null,null,null,null,null,null,null,null,0.78000000000000047,6.1798299739276662E-2,6.1798299739276662E-2,6.1798299739276662E-2,6.1798299739276662E-2,6.1798299739276662E-2,6.1798299739276662E-2,6.1798299739276662E-2,6.1798299739276662E-2,6.1798299739276662E-2,6.1798299739276662E-2,6.1798299739276662E-2,6.1798299739276662E-2,6.1798299739276662E-2,6.1798299739276662E-2,6.1798299739276662E-2,6.1798299739276662E-2,6.1798299739276662E-2,6.1798299739276662E-2,6.1798299739276662E-2,6.1798299739276662E-2,null,0.78000000000000047,0,0,0,0,0,0,0,0,0,0,0,0,0,0,0,0,0,0,0,0]
[null,null,null,null,null,null,null,null,null,0.79000000000000048,6.223656497317237E-2,6.223656497317237E-2,6.223656497317237E-2,6.223656497317237E-2,6.223656497317237E-2,6.223656497317237E-2,6.223656497317237E-2,6.223656497317237E-2,6.223656497317237E-2,6.223656497317237E-2,6.223656497317237E-2,6.223656497317237E-2,6.223656497317237E-2,6.223656497317237E-2,6.223656497317237E-2,6.223656497317237E-2,6.223656497317237E-2,6.223656497317237E-2,6.223656497317237E-2,6.223656497317237E-2,null,0.79000000000000048,0,0,0,0,0,0,0,0,0,0,0,0,0,0,0,0,0,0,0,0]
[null,null,null,null,null,null,null,null,null,0.80000000000000049,6.2674290206261224E-2,6.2674290206261224E-2,6.2674290206261224E-2,6.2674290206261224E-2,6.2674290206261224E-2,6.2674290206261224E-2,6.2674290206261224E-2,6.2674290206261224E-2,6.2674290206261224E-2,6.2674290206261224E-2,6.2674290206261224E-2,6.2674290206261224E-2,6.2674290206261224E-2,6.2674290206261224E-2,6.2674290206261224E-2,6.2674290206261224E-2,6.2674290206261224E-2,6.2674290206261224E-2,6.2674290206261224E-2,6.2674290206261224E-2,null,0.80000000000000049,0,0,0,0,0,0,0,0,0,0,0,0,0,0,0,0,0,0,0,0]
[null,null,null,null,null,null,null,null,null,0.8100000000000005,6.3111481175024436E-2,6.3111481175024436E-2,6.3111481175024436E-2,6.3111481175024436E-2,6.3111481175024436E-2,6.3111481175024436E-2,6.3111481175024436E-2,6.3111481175024436E-2,6.3111481175024436E-2,6.3111481175024436E-2,6.3111481175024436E-2,6.3111481175024436E-2,6.3111481175024436E-2,6.3111481175024436E-2,6.3111481175024436E-2,6.3111481175024436E-2,6.3111481175024436E-2,6.3111481175024436E-2,6.3111481175024436E-2,6.3111481175024436E-2,null,0.8100000000000005,0,0,0,0,0,0,0,0,0,0,0,0,0,0,0,0,0,0,0,0]
[null,null,null,null,null,null,null,null,null,0.82000000000000051,6.3548143626289189E-2,6.3548143626289189E-2,6.3548143626289189E-2,6.3548143626289189E-2,6.3548143626289189E-2,6.3548143626289189E-2,6.3548143626289189E-2,6.3548143626289189E-2,6.3548143626289189E-2,6.3548143626289189E-2,6.3548143626289189E-2,6.3548143626289189E-2,6.3548143626289189E-2,6.3548143626289189E-2,6.3548143626289189E-2,6.3548143626289189E-2,6.3548143626289189E-2,6.3548143626289189E-2,6.3548143626289189E-2,6.3548143626289189E-2,null,0.82000000000000051,0,0,0,0,0,0,0,0,0,0,0,0,0,0,0,0,0,0,0,0]
[null,null,null,null,null,null,null,null,null,0.83000000000000052,6.3984283317228635E-2,6.3984283317228635E-2,6.3984283317228635E-2,6.3984283317228635E-2,6.3984283317228635E-2,6.3984283317228635E-2,6.3984283317228635E-2,6.3984283317228635E-2,6.3984283317228635E-2,6.3984283317228635E-2,6.3984283317228635E-2,6.3984283317228635E-2,6.3984283317228635E-2,6.3984283317228635E-2,6.3984283317228635E-2,6.3984283317228635E-2,6.3984283317228635E-2,6.3984283317228635E-2,6.3984283317228635E-2,6.3984283317228635E-2,null,0.83000000000000052,0,0,0,0,0,0,0,0,0,0,0,0,0,0,0,0,0,0,0,0]
[null,null,null,null,null,null,null,null,null,0.84000000000000052,6.4419906015362016E-2,6.4419906015362016E-2,6.4419906015362016E-2,6.4419906015362016E-2,6.4419906015362016E-2,6.4419906015362016E-2,6.4419906015362016E-2,6.4419906015362016E-2,6.4419906015362016E-2,6.4419906015362016E-2,6.4419906015362016E-2,6.4419906015362016E-2,6.4419906015362016E-2,6.4419906015362016E-2,6.4419906015362016E-2,6.4419906015362016E-2,6.4419906015362016E-2,6.4419906015362016E-2,6.4419906015362016E-2,6.4419906015362016E-2,null,0.84000000000000052,0,0,0,0,0,0,0,0,0,0,0,0,0,0,0,0,0,0,0,0]
[null,null,null,null,null,null,null,null,null,0.85000000000000053,6.4855017498554435E-2,6.4855017498554435E-2,6.4855017498554435E-2,6.4855017498554435E-2,6.4855017498554435E-2,6.4855017498554435E-2,6.4855017498554435E-2,6.4855017498554435E-2,6.4855017498554435E-2,6.4855017498554435E-2,6.4855017498554435E-2,6.4855017498554435E-2,6.4855017498554435E-2,6.4855017498554435E-2,6.4855017498554435E-2,6.4855017498554435E-2,6.4855017498554435E-2,6.4855017498554435E-2,6.4855017498554435E-2,6.4855017498554435E-2,null,0.85000000000000053,0,0,0,0,0,0,0,0,0,0,0,0,0,0,0,0,0,0,0,0]
[null,null,null,null,null,null,null,null,null,0.86000000000000054,6.5289623555017107E-2,6.5289623555017107E-2,6.5289623555017107E-2,6.5289623555017107E-2,6.5289623555017107E-2,6.5289623555017107E-2,6.5289623555017107E-2,6.5289623555017107E-2,6.5289623555017107E-2,6.5289623555017107E-2,6.5289623555017107E-2,6.5289623555017107E-2,6.5289623555017107E-2,6.5289623555017107E-2,6.5289623555017107E-2,6.5289623555017107E-2,6.5289623555017107E-2,6.5289623555017107E-2,6.5289623555017107E-2,6.5289623555017107E-2,null,0.86000000000000054,0,0,0,0,0,0,0,0,0,0,0,0,0,0,0,0,0,0,0,0]
[null,null,null,null,null,null,null,null,null,0.87000000000000055,6.5723729983307139E-2,6.5723729983307139E-2,6.5723729983307139E-2,6.5723729983307139E-2,6.5723729983307139E-2,6.5723729983307139E-2,6.5723729983307139E-2,6.5723729983307139E-2,6.5723729983307139E-2,6.5723729983307139E-2,6.5723729983307139E-2,6.5723729983307139E-2,6.5723729983307139E-2,6.5723729983307139E-2,6.5723729983307139E-2,6.5723729983307139E-2,6.5723729983307139E-2,6.5723729983307139E-2,6.5723729983307139E-2,6.5723729983307139E-2,null,0.87000000000000055,0,0,0,0,0,0,0,0,0,0,0,0,0,0,0,0,0,0,0,0]
[null,null,null,null,null,null,null,null,null,0.88000000000000056,6.6157342592327723E-2,6.6157342592327723E-2,6.6157342592327723E-2,6.6157342592327723E-2,6.6157342592327723E-2,6.6157342592327723E-2,6.6157342592327723E-2,6.6157342592327723E-2,6.6157342592327723E-2,6.6157342592327723E-2,6.6157342592327723E-2,6.6157342592327723E-2,6.6157342592327723E-2,6.6157342592327723E-2,6.6157342592327723E-2,6.6157342592327723E-2,6.6157342592327723E-2,6.6157342592327723E-2,6.6157342592327723E-2,6.6157342592327723E-2,null,0.88000000000000056,0,0,0,0,0,0,0,0,0,0,0,0,0,0,0,0,0,0,0,0]
[null,null,null,null,null,null,null,null,null,0.89000000000000057,6.6590467201327969E-2,6.6590467201327969E-2,6.6590467201327969E-2,6.6590467201327969E-2,6.6590467201327969E-2,6.6590467201327969E-2,6.6590467201327969E-2,6.6590467201327969E-2,6.6590467201327969E-2,6.6590467201327969E-2,6.6590467201327969E-2,6.6590467201327969E-2,6.6590467201327969E-2,6.6590467201327969E-2,6.6590467201327969E-2,6.6590467201327969E-2,6.6590467201327969E-2,6.6590467201327969E-2,6.6590467201327969E-2,6.6590467201327969E-2,null,0.89000000000000057,0,0,0,0,0,0,0,0,0,0,0,0,0,0,0,0,0,0,0,0]
[null,null,null,null,null,null,null,null,null,0.90000000000000058,6.7023109639903017E-2,6.7023109639903017E-2,6.7023109639903017E-2,6.7023109639903017E-2,6.7023109639903017E-2,6.7023109639903017E-2,6.7023109639903017E-2,6.7023109639903017E-2,6.7023109639903017E-2,6.7023109639903017E-2,6.7023109639903017E-2,6.7023109639903017E-2,6.7023109639903017E-2,6.7023109639903017E-2,6.7023109639903017E-2,6.7023109639903017E-2,6.7023109639903017E-2,6.7023109639903017E-2,6.7023109639903017E-2,6.7023109639903017E-2,null,0.90000000000000058,0,0,0,0,0,0,0,0,0,0,0,0,0,0,0,0,0,0,0,0]
[null,null,null,null,null,null,null,null,null,0.91000000000000059,6.7455275747994009E-2,6.7455275747994009E-2,6.7455275747994009E-2,6.7455275747994009E-2,6.7455275747994009E-2,6.7455275747994009E-2,6.7455275747994009E-2,6.7455275747994009E-2,6.7455275747994009E-2,6.7455275747994009E-2,6.7455275747994009E-2,6.7455275747994009E-2,6.7455275747994009E-2,6.7455275747994009E-2,6.7455275747994009E-2,6.7455275747994009E-2,6.7455275747994009E-2,6.7455275747994009E-2,6.7455275747994009E-2,6.7455275747994009E-2,null,0.91000000000000059,0,0,0,0,0,0,0,0,0,0,0,0,0,0,0,0,0,0,0,0]
[null,null,null,null,null,null,null,null,null,0.9200000000000006,6.7886971375888061E-2,6.7886971375888061E-2,6.7886971375888061E-2,6.7886971375888061E-2,6.7886971375888061E-2,6.7886971375888061E-2,6.7886971375888061E-2,6.7886971375888061E-2,6.7886971375888061E-2,6.7886971375888061E-2,6.7886971375888061E-2,6.7886971375888061E-2,6.7886971375888061E-2,6.7886971375888061E-2,6.7886971375888061E-2,6.7886971375888061E-2,6.7886971375888061E-2,6.7886971375888061E-2,6.7886971375888061E-2,6.7886971375888061E-2,null,0.9200000000000006,0,0,0,0,0,0,0,0,0,0,0,0,0,0,0,0,0,0,0,0]
[null,null,null,null,null,null,null,null,null,0.9300000000000006,6.8318202384218263E-2,6.8318202384218263E-2,6.8318202384218263E-2,6.8318202384218263E-2,6.8318202384218263E-2,6.8318202384218263E-2,6.8318202384218263E-2,6.8318202384218263E-2,6.8318202384218263E-2,6.8318202384218263E-2,6.8318202384218263E-2,6.8318202384218263E-2,6.8318202384218263E-2,6.8318202384218263E-2,6.8318202384218263E-2,6.8318202384218263E-2,6.8318202384218263E-2,6.8318202384218263E-2,6.8318202384218263E-2,6.8318202384218263E-2,null,0.9300000000000006,0,0,0,0,0,0,0,0,0,0,0,0,0,0,0,0,0,0,0,0]
[null,null,null,null,null,null,null,null,null,0.94000000000000061,6.8748974643963734E-2,6.8748974643963734E-2,6.8748974643963734E-2,6.8748974643963734E-2,6.8748974643963734E-2,6.8748974643963734E-2,6.8748974643963734E-2,6.8748974643963734E-2,6.8748974643963734E-2,6.8748974643963734E-2,6.8748974643963734E-2,6.8748974643963734E-2,6.8748974643963734E-2,6.8748974643963734E-2,6.8748974643963734E-2,6.8748974643963734E-2,6.8748974643963734E-2,6.8748974643963734E-2,6.8748974643963734E-2,6.8748974643963734E-2,null,0.94000000000000061,0,0,0,0,0,0,0,0,0,0,0,0,0,0,0,0,0,0,0,0]
[null,null,null,null,null,null,null,null,null,0.95000000000000062,6.9179294036449582E-2,6.9179294036449582E-2,6.9179294036449582E-2,6.9179294036449582E-2,6.9179294036449582E-2,6.9179294036449582E-2,6.9179294036449582E-2,6.9179294036449582E-2,6.9179294036449582E-2,6.9179294036449582E-2,6.9179294036449582E-2,6.9179294036449582E-2,6.9179294036449582E-2,6.9179294036449582E-2,6.9179294036449582E-2,6.9179294036449582E-2,6.9179294036449582E-2,6.9179294036449582E-2,6.9179294036449582E-2,6.9179294036449582E-2,null,0.95000000000000062,0,0,0,0,0,0,0,0,0,0,0,0,0,0,0,0,0,0,0,0]
[null,null,null,null,null,null,null,null,null,0.96000000000000063,6.9609166453346888E-2,6.9609166453346888E-2,6.9609166453346888E-2,6.9609166453346888E-2,6.9609166453346888E-2,6.9609166453346888E-2,6.9609166453346888E-2,6.9609166453346888E-2,6.9609166453346888E-2,6.9609166453346888E-2,6.9609166453346888E-2,6.9609166453346888E-2,6.9609166453346888E-2,6.9609166453346888E-2,6.9609166453346888E-2,6.9609166453346888E-2,6.9609166453346888E-2,6.9609166453346888E-2,6.9609166453346888E-2,6.9609166453346888E-2,null,0.96000000000000063,0,0,0,0,0,0,0,0,0,0,0,0,0,0,0,0,0,0,0,0]
[null,null,null,null,null,null,null,null,null,0.97000000000000064,7.0038597796672736E-2,7.0038597796672736E-2,7.0038597796672736E-2,7.0038597796672736E-2,7.0038597796672736E-2,7.0038597796672736E-2,7.0038597796672736E-2,7.0038597796672736E-2,7.0038597796672736E-2,7.0038597796672736E-2,7.0038597796672736E-2,7.0038597796672736E-2,7.0038597796672736E-2,7.0038597796672736E-2,7.0038597796672736E-2,7.0038597796672736E-2,7.0038597796672736E-2,7.0038597796672736E-2,7.0038597796672736E-2,7.0038597796672736E-2,null,0.97000000000000064,0,0,0,0,0,0,0,0,0,0,0,0,0,0,0,0,0,0,0,0]
[null,null,null,null,null,null,null,null,null,0.98000000000000065,7.0467593978790211E-2,7.0467593978790211E-2,7.0467593978790211E-2,7.0467593978790211E-2,7.0467593978790211E-2,7.0467593978790211E-2,7.0467593978790211E-2,7.0467593978790211E-2,7.0467593978790211E-2,7.0467593978790211E-2,7.0467593978790211E-2,7.0467593978790211E-2,7.0467593978790211E-2,7.0467593978790211E-2,7.0467593978790211E-2,7.0467593978790211E-2,7.0467593978790211E-2,7.0467593978790211E-2,7.0467593978790211E-2,7.0467593978790211E-2,null,0.98000000000000065,0,0,0,0,0,0,0,0,0,0,0,0,0,0,0,0,0,0,0,0]
[null,null,null,null,null,null,null,null,null,0.99000000000000066,7.0896160922408386E-2,7.0896160922408386E-2,7.0896160922408386E-2,7.0896160922408386E-2,7.0896160922408386E-2,7.0896160922408386E-2,7.0896160922408386E-2,7.0896160922408386E-2,7.0896160922408386E-2,7.0896160922408386E-2,7.0896160922408386E-2,7.0896160922408386E-2,7.0896160922408386E-2,7.0896160922408386E-2,7.0896160922408386E-2,7.0896160922408386E-2,7.0896160922408386E-2,7.0896160922408386E-2,7.0896160922408386E-2,7.0896160922408386E-2,null,0.99000000000000066,0,0,0,0,0,0,0,0,0,0,0,0,0,0,0,0,0,0,0,0]
[null,null,null,null,null,null,null,null,null,1.0000000000000007,7.1324304560582308E-2,7.1324304560582308E-2,7.1324304560582308E-2,7.1324304560582308E-2,7.1324304560582308E-2,7.1324304560582308E-2,7.1324304560582308E-2,7.1324304560582308E-2,7.1324304560582308E-2,7.1324304560582308E-2,7.1324304560582308E-2,7.1324304560582308E-2,7.1324304560582308E-2,7.1324304560582308E-2,7.1324304560582308E-2,7.1324304560582308E-2,7.1324304560582308E-2,7.1324304560582308E-2,7.1324304560582308E-2,7.1324304560582308E-2,null,1.0000000000000007,0,0,0,0,0,0,0,0,0,0,0,0,0,0,0,0,0,0,0,0]
[null,null,null,null,null,null,null,null,null,1.0100000000000007,7.175203083671304E-2,7.175203083671304E-2,7.175203083671304E-2,7.175203083671304E-2,7.175203083671304E-2,7.175203083671304E-2,7.175203083671304E-2,7.175203083671304E-2,7.175203083671304E-2,7.175203083671304E-2,7.175203083671304E-2,7.175203083671304E-2,7.175203083671304E-2,7.175203083671304E-2,7.175203083671304E-2,7.175203083671304E-2,7.175203083671304E-2,7.175203083671304E-2,7.175203083671304E-2,7.175203083671304E-2,null,1.0100000000000007,0,0,0,0,0,0,0,0,0,0,0,0,0,0,0,0,0,0,0,0]
[null,null,null,null,null,null,null,null,null,1.0200000000000007,7.2179345704547634E-2,7.2179345704547634E-2,7.2179345704547634E-2,7.2179345704547634E-2,7.2179345704547634E-2,7.2179345704547634E-2,7.2179345704547634E-2,7.2179345704547634E-2,7.2179345704547634E-2,7.2179345704547634E-2,7.2179345704547634E-2,7.2179345704547634E-2,7.2179345704547634E-2,7.2179345704547634E-2,7.2179345704547634E-2,7.2179345704547634E-2,7.2179345704547634E-2,7.2179345704547634E-2,7.2179345704547634E-2,7.2179345704547634E-2,null,1.0200000000000007,0,0,0,0,0,0,0,0,0,0,0,0,0,0,0,0,0,0,0,0]
[null,null,null,null,null,null,null,null,null,1.0300000000000007,7.2606255128179129E-2,7.2606255128179129E-2,7.2606255128179129E-2,7.2606255128179129E-2,7.2606255128179129E-2,7.2606255128179129E-2,7.2606255128179129E-2,7.2606255128179129E-2,7.2606255128179129E-2,7.2606255128179129E-2,7.2606255128179129E-2,7.2606255128179129E-2,7.2606255128179129E-2,7.2606255128179129E-2,7.2606255128179129E-2,7.2606255128179129E-2,7.2606255128179129E-2,7.2606255128179129E-2,7.2606255128179129E-2,7.2606255128179129E-2,null,1.0300000000000007,0,0,0,0,0,0,0,0,0,0,0,0,0,0,0,0,0,0,0,0]
[null,null,null,null,null,null,null,null,null,1.0400000000000007,7.3032765082046563E-2,7.3032765082046563E-2,7.3032765082046563E-2,7.3032765082046563E-2,7.3032765082046563E-2,7.3032765082046563E-2,7.3032765082046563E-2,7.3032765082046563E-2,7.3032765082046563E-2,7.3032765082046563E-2,7.3032765082046563E-2,7.3032765082046563E-2,7.3032765082046563E-2,7.3032765082046563E-2,7.3032765082046563E-2,7.3032765082046563E-2,7.3032765082046563E-2,7.3032765082046563E-2,7.3032765082046563E-2,7.3032765082046563E-2,null,1.0400000000000007,0,0,0,0,0,0,0,0,0,0,0,0,0,0,0,0,0,0,0,0]
[null,null,null,null,null,null,null,null,null,1.0500000000000007,7.3458881550934968E-2,7.3458881550934968E-2,7.3458881550934968E-2,7.3458881550934968E-2,7.3458881550934968E-2,7.3458881550934968E-2,7.3458881550934968E-2,7.3458881550934968E-2,7.3458881550934968E-2,7.3458881550934968E-2,7.3458881550934968E-2,7.3458881550934968E-2,7.3458881550934968E-2,7.3458881550934968E-2,7.3458881550934968E-2,7.3458881550934968E-2,7.3458881550934968E-2,7.3458881550934968E-2,7.3458881550934968E-2,7.3458881550934968E-2,null,1.0500000000000007,0,0,0,0,0,0,0,0,0,0,0,0,0,0,0,0,0,0,0,0]
[null,null,null,null,null,null,null,null,null,1.0600000000000007,7.3884610529975359E-2,7.3884610529975359E-2,7.3884610529975359E-2,7.3884610529975359E-2,7.3884610529975359E-2,7.3884610529975359E-2,7.3884610529975359E-2,7.3884610529975359E-2,7.3884610529975359E-2,7.3884610529975359E-2,7.3884610529975359E-2,7.3884610529975359E-2,7.3884610529975359E-2,7.3884610529975359E-2,7.3884610529975359E-2,7.3884610529975359E-2,7.3884610529975359E-2,7.3884610529975359E-2,7.3884610529975359E-2,7.3884610529975359E-2,null,1.0600000000000007,0,0,0,0,0,0,0,0,0,0,0,0,0,0,0,0,0,0,0,0]
[null,null,null,null,null,null,null,null,null,1.0700000000000007,7.430995802464474E-2,7.430995802464474E-2,7.430995802464474E-2,7.430995802464474E-2,7.430995802464474E-2,7.430995802464474E-2,7.430995802464474E-2,7.430995802464474E-2,7.430995802464474E-2,7.430995802464474E-2,7.430995802464474E-2,7.430995802464474E-2,7.430995802464474E-2,7.430995802464474E-2,7.430995802464474E-2,7.430995802464474E-2,7.430995802464474E-2,7.430995802464474E-2,7.430995802464474E-2,7.430995802464474E-2,null,1.0700000000000007,0,0,0,0,0,0,0,0,0,0,0,0,0,0,0,0,0,0,0,0]
[null,null,null,null,null,null,null,null,null,1.0800000000000007,7.4734930050766132E-2,7.4734930050766132E-2,7.4734930050766132E-2,7.4734930050766132E-2,7.4734930050766132E-2,7.4734930050766132E-2,7.4734930050766132E-2,7.4734930050766132E-2,7.4734930050766132E-2,7.4734930050766132E-2,7.4734930050766132E-2,7.4734930050766132E-2,7.4734930050766132E-2,7.4734930050766132E-2,7.4734930050766132E-2,7.4734930050766132E-2,7.4734930050766132E-2,7.4734930050766132E-2,7.4734930050766132E-2,7.4734930050766132E-2,null,1.0800000000000007,0,0,0,0,0,0,0,0,0,0,0,0,0,0,0,0,0,0,0,0]
[null,null,null,null,null,null,null,null,null,1.0900000000000007,7.515953263450853E-2,7.515953263450853E-2,7.515953263450853E-2,7.515953263450853E-2,7.515953263450853E-2,7.515953263450853E-2,7.515953263450853E-2,7.515953263450853E-2,7.515953263450853E-2,7.515953263450853E-2,7.515953263450853E-2,7.515953263450853E-2,7.515953263450853E-2,7.515953263450853E-2,7.515953263450853E-2,7.515953263450853E-2,7.515953263450853E-2,7.515953263450853E-2,7.515953263450853E-2,7.515953263450853E-2,null,1.0900000000000007,0,0,0,0,0,0,0,0,0,0,0,0,0,0,0,0,0,0,0,0]
[null,null,null,null,null,null,null,null,null,1.1000000000000008,7.558377181238693E-2,7.558377181238693E-2,7.558377181238693E-2,7.558377181238693E-2,7.558377181238693E-2,7.558377181238693E-2,7.558377181238693E-2,7.558377181238693E-2,7.558377181238693E-2,7.558377181238693E-2,7.558377181238693E-2,7.558377181238693E-2,7.558377181238693E-2,7.558377181238693E-2,7.558377181238693E-2,7.558377181238693E-2,7.558377181238693E-2,7.558377181238693E-2,7.558377181238693E-2,7.558377181238693E-2,null,1.1000000000000008,0,0,0,0,0,0,0,0,0,0,0,0,0,0,0,0,0,0,0,0]
[null,null,null,null,null,null,null,null,null,1.1100000000000008,7.6007653631262301E-2,7.6007653631262301E-2,7.6007653631262301E-2,7.6007653631262301E-2,7.6007653631262301E-2,7.6007653631262301E-2,7.6007653631262301E-2,7.6007653631262301E-2,7.6007653631262301E-2,7.6007653631262301E-2,7.6007653631262301E-2,7.6007653631262301E-2,7.6007653631262301E-2,7.6007653631262301E-2,7.6007653631262301E-2,7.6007653631262301E-2,7.6007653631262301E-2,7.6007653631262301E-2,7.6007653631262301E-2,7.6007653631262301E-2,null,1.1100000000000008,0,0,0,0,0,0,0,0,0,0,0,0,0,0,0,0,0,0,0,0]
[null,null,null,null,null,null,null,null,null,1.1200000000000008,7.6431184148341658E-2,7.6431184148341658E-2,7.6431184148341658E-2,7.6431184148341658E-2,7.6431184148341658E-2,7.6431184148341658E-2,7.6431184148341658E-2,7.6431184148341658E-2,7.6431184148341658E-2,7.6431184148341658E-2,7.6431184148341658E-2,7.6431184148341658E-2,7.6431184148341658E-2,7.6431184148341658E-2,7.6431184148341658E-2,7.6431184148341658E-2,7.6431184148341658E-2,7.6431184148341658E-2,7.6431184148341658E-2,7.6431184148341658E-2,null,1.1200000000000008,0,0,0,0,0,0,0,0,0,0,0,0,0,0,0,0,0,0,0,0]
[null,null,null,null,null,null,null,null,null,1.1300000000000008,7.6854369431177932E-2,7.6854369431177932E-2,7.6854369431177932E-2,7.6854369431177932E-2,7.6854369431177932E-2,7.6854369431177932E-2,7.6854369431177932E-2,7.6854369431177932E-2,7.6854369431177932E-2,7.6854369431177932E-2,7.6854369431177932E-2,7.6854369431177932E-2,7.6854369431177932E-2,7.6854369431177932E-2,7.6854369431177932E-2,7.6854369431177932E-2,7.6854369431177932E-2,7.6854369431177932E-2,7.6854369431177932E-2,7.6854369431177932E-2,null,1.1300000000000008,0,0,0,0,0,0,0,0,0,0,0,0,0,0,0,0,0,0,0,0]
[null,null,null,null,null,null,null,null,null,1.1400000000000008,7.7277215557670115E-2,7.7277215557670115E-2,7.7277215557670115E-2,7.7277215557670115E-2,7.7277215557670115E-2,7.7277215557670115E-2,7.7277215557670115E-2,7.7277215557670115E-2,7.7277215557670115E-2,7.7277215557670115E-2,7.7277215557670115E-2,7.7277215557670115E-2,7.7277215557670115E-2,7.7277215557670115E-2,7.7277215557670115E-2,7.7277215557670115E-2,7.7277215557670115E-2,7.7277215557670115E-2,7.7277215557670115E-2,7.7277215557670115E-2,null,1.1400000000000008,0,0,0,0,0,0,0,0,0,0,0,0,0,0,0,0,0,0,0,0]
[null,null,null,null,null,null,null,null,null,1.1500000000000008,7.7699728616063155E-2,7.7699728616063155E-2,7.7699728616063155E-2,7.7699728616063155E-2,7.7699728616063155E-2,7.7699728616063155E-2,7.7699728616063155E-2,7.7699728616063155E-2,7.7699728616063155E-2,7.7699728616063155E-2,7.7699728616063155E-2,7.7699728616063155E-2,7.7699728616063155E-2,7.7699728616063155E-2,7.7699728616063155E-2,7.7699728616063155E-2,7.7699728616063155E-2,7.7699728616063155E-2,7.7699728616063155E-2,7.7699728616063155E-2,null,1.1500000000000008,0,0,0,0,0,0,0,0,0,0,0,0,0,0,0,0,0,0,0,0]
[null,null,null,null,null,null,null,null,null,1.1600000000000008,7.8121914704948003E-2,7.8121914704948003E-2,7.8121914704948003E-2,7.8121914704948003E-2,7.8121914704948003E-2,7.8121914704948003E-2,7.8121914704948003E-2,7.8121914704948003E-2,7.8121914704948003E-2,7.8121914704948003E-2,7.8121914704948003E-2,7.8121914704948003E-2,7.8121914704948003E-2,7.8121914704948003E-2,7.8121914704948003E-2,7.8121914704948003E-2,7.8121914704948003E-2,7.8121914704948003E-2,7.8121914704948003E-2,7.8121914704948003E-2,null,1.1600000000000008,0,0,0,0,0,0,0,0,0,0,0,0,0,0,0,0,0,0,0,0]
[null,null,null,null,null,null,null,null,null,1.1700000000000008,7.8543779933261587E-2,7.8543779933261587E-2,7.8543779933261587E-2,7.8543779933261587E-2,7.8543779933261587E-2,7.8543779933261587E-2,7.8543779933261587E-2,7.8543779933261587E-2,7.8543779933261587E-2,7.8543779933261587E-2,7.8543779933261587E-2,7.8543779933261587E-2,7.8543779933261587E-2,7.8543779933261587E-2,7.8543779933261587E-2,7.8543779933261587E-2,7.8543779933261587E-2,7.8543779933261587E-2,7.8543779933261587E-2,7.8543779933261587E-2,null,1.1700000000000008,0,0,0,0,0,0,0,0,0,0,0,0,0,0,0,0,0,0,0,0]
[null,null,null,null,null,null,null,null,null,1.1800000000000008,7.8965330420286875E-2,7.8965330420286875E-2,7.8965330420286875E-2,7.8965330420286875E-2,7.8965330420286875E-2,7.8965330420286875E-2,7.8965330420286875E-2,7.8965330420286875E-2,7.8965330420286875E-2,7.8965330420286875E-2,7.8965330420286875E-2,7.8965330420286875E-2,7.8965330420286875E-2,7.8965330420286875E-2,7.8965330420286875E-2,7.8965330420286875E-2,7.8965330420286875E-2,7.8965330420286875E-2,7.8965330420286875E-2,7.8965330420286875E-2,null,1.1800000000000008,0,0,0,0,0,0,0,0,0,0,0,0,0,0,0,0,0,0,0,0]
[null,null,null,null,null,null,null,null,null,1.1900000000000008,7.9386572295652769E-2,7.9386572295652769E-2,7.9386572295652769E-2,7.9386572295652769E-2,7.9386572295652769E-2,7.9386572295652769E-2,7.9386572295652769E-2,7.9386572295652769E-2,7.9386572295652769E-2,7.9386572295652769E-2,7.9386572295652769E-2,7.9386572295652769E-2,7.9386572295652769E-2,7.9386572295652769E-2,7.9386572295652769E-2,7.9386572295652769E-2,7.9386572295652769E-2,7.9386572295652769E-2,7.9386572295652769E-2,7.9386572295652769E-2,null,1.1900000000000008,0,0,0,0,0,0,0,0,0,0,0,0,0,0,0,0,0,0,0,0]
[null,null,null,null,null,null,null,null,null,1.2000000000000008,7.9807511699334199E-2,7.9807511699334199E-2,7.9807511699334199E-2,7.9807511699334199E-2,7.9807511699334199E-2,7.9807511699334199E-2,7.9807511699334199E-2,7.9807511699334199E-2,7.9807511699334199E-2,7.9807511699334199E-2,7.9807511699334199E-2,7.9807511699334199E-2,7.9807511699334199E-2,7.9807511699334199E-2,7.9807511699334199E-2,7.9807511699334199E-2,7.9807511699334199E-2,7.9807511699334199E-2,7.9807511699334199E-2,7.9807511699334199E-2,null,1.2000000000000008,0,0,0,0,0,0,0,0,0,0,0,0,0,0,0,0,0,0,0,0]
[null,null,null,null,null,null,null,null,null,1.2100000000000009,8.0228154781652072E-2,8.0228154781652072E-2,8.0228154781652072E-2,8.0228154781652072E-2,8.0228154781652072E-2,8.0228154781652072E-2,8.0228154781652072E-2,8.0228154781652072E-2,8.0228154781652072E-2,8.0228154781652072E-2,8.0228154781652072E-2,8.0228154781652072E-2,8.0228154781652072E-2,8.0228154781652072E-2,8.0228154781652072E-2,8.0228154781652072E-2,8.0228154781652072E-2,8.0228154781652072E-2,8.0228154781652072E-2,8.0228154781652072E-2,null,1.2100000000000009,0,0,0,0,0,0,0,0,0,0,0,0,0,0,0,0,0,0,0,0]
[null,null,null,null,null,null,null,null,null,1.2200000000000009,8.0648507703273323E-2,8.0648507703273323E-2,8.0648507703273323E-2,8.0648507703273323E-2,8.0648507703273323E-2,8.0648507703273323E-2,8.0648507703273323E-2,8.0648507703273323E-2,8.0648507703273323E-2,8.0648507703273323E-2,8.0648507703273323E-2,8.0648507703273323E-2,8.0648507703273323E-2,8.0648507703273323E-2,8.0648507703273323E-2,8.0648507703273323E-2,8.0648507703273323E-2,8.0648507703273323E-2,8.0648507703273323E-2,8.0648507703273323E-2,null,1.2200000000000009,0,0,0,0,0,0,0,0,0,0,0,0,0,0,0,0,0,0,0,0]
[null,null,null,null,null,null,null,null,null,1.2300000000000009,8.1068576635210832E-2,8.1068576635210832E-2,8.1068576635210832E-2,8.1068576635210832E-2,8.1068576635210832E-2,8.1068576635210832E-2,8.1068576635210832E-2,8.1068576635210832E-2,8.1068576635210832E-2,8.1068576635210832E-2,8.1068576635210832E-2,8.1068576635210832E-2,8.1068576635210832E-2,8.1068576635210832E-2,8.1068576635210832E-2,8.1068576635210832E-2,8.1068576635210832E-2,8.1068576635210832E-2,8.1068576635210832E-2,8.1068576635210832E-2,null,1.2300000000000009,0,0,0,0,0,0,0,0,0,0,0,0,0,0,0,0,0,0,0,0]
[null,null,null,null,null,null,null,null,null,1.2400000000000009,8.1488367758823482E-2,8.1488367758823482E-2,8.1488367758823482E-2,8.1488367758823482E-2,8.1488367758823482E-2,8.1488367758823482E-2,8.1488367758823482E-2,8.1488367758823482E-2,8.1488367758823482E-2,8.1488367758823482E-2,8.1488367758823482E-2,8.1488367758823482E-2,8.1488367758823482E-2,8.1488367758823482E-2,8.1488367758823482E-2,8.1488367758823482E-2,8.1488367758823482E-2,8.1488367758823482E-2,8.1488367758823482E-2,8.1488367758823482E-2,null,1.2400000000000009,0,0,0,0,0,0,0,0,0,0,0,0,0,0,0,0,0,0,0,0]
[null,null,null,null,null,null,null,null,null,1.2500000000000009,8.1907887265816187E-2,8.1907887265816187E-2,8.1907887265816187E-2,8.1907887265816187E-2,8.1907887265816187E-2,8.1907887265816187E-2,8.1907887265816187E-2,8.1907887265816187E-2,8.1907887265816187E-2,8.1907887265816187E-2,8.1907887265816187E-2,8.1907887265816187E-2,8.1907887265816187E-2,8.1907887265816187E-2,8.1907887265816187E-2,8.1907887265816187E-2,8.1907887265816187E-2,8.1907887265816187E-2,8.1907887265816187E-2,8.1907887265816187E-2,null,1.2500000000000009,0,0,0,0,0,0,0,0,0,0,0,0,0,0,0,0,0,0,0,0]
[null,null,null,null,null,null,null,null,null,1.2600000000000009,8.2327141358239819E-2,8.2327141358239819E-2,8.2327141358239819E-2,8.2327141358239819E-2,8.2327141358239819E-2,8.2327141358239819E-2,8.2327141358239819E-2,8.2327141358239819E-2,8.2327141358239819E-2,8.2327141358239819E-2,8.2327141358239819E-2,8.2327141358239819E-2,8.2327141358239819E-2,8.2327141358239819E-2,8.2327141358239819E-2,8.2327141358239819E-2,8.2327141358239819E-2,8.2327141358239819E-2,8.2327141358239819E-2,8.2327141358239819E-2,null,1.2600000000000009,0,0,0,0,0,0,0,0,0,0,0,0,0,0,0,0,0,0,0,0]
[null,null,null,null,null,null,null,null,null,1.2700000000000009,8.2746136248491226E-2,8.2746136248491226E-2,8.2746136248491226E-2,8.2746136248491226E-2,8.2746136248491226E-2,8.2746136248491226E-2,8.2746136248491226E-2,8.2746136248491226E-2,8.2746136248491226E-2,8.2746136248491226E-2,8.2746136248491226E-2,8.2746136248491226E-2,8.2746136248491226E-2,8.2746136248491226E-2,8.2746136248491226E-2,8.2746136248491226E-2,8.2746136248491226E-2,8.2746136248491226E-2,8.2746136248491226E-2,8.2746136248491226E-2,null,1.2700000000000009,0,0,0,0,0,0,0,0,0,0,0,0,0,0,0,0,0,0,0,0]
[null,null,null,null,null,null,null,null,null,1.2800000000000009,{"$f":"IF(AQ$16=0,0,IF(K$36*$J173^4  +    K$37*$J173^3   +    K$38*$J173^2    +    K$39*$J173   +    K$40>1,1,K$36*$J173^4  +    K$37*$J173^3   +    K$38*$J173^2    +    K$39*$J173   +    K$40))","v":8.316487815931331E-2},{"$f":"IF(AR$16=0,0,IF(L$36*$J173^4  +    L$37*$J173^3   +    L$38*$J173^2    +    L$39*$J173   +    L$40>1,1,L$36*$J173^4  +    L$37*$J173^3   +    L$38*$J173^2    +    L$39*$J173   +    L$40))","v":8.316487815931331E-2},{"$f":"IF(AS$16=0,0,IF(M$36*$J173^4  +    M$37*$J173^3   +    M$38*$J173^2    +    M$39*$J173   +    M$40>1,1,M$36*$J173^4  +    M$37*$J173^3   +    M$38*$J173^2    +    M$39*$J173   +    M$40))","v":8.316487815931331E-2},{"$f":"IF(AT$16=0,0,IF(N$36*$J173^4  +    N$37*$J173^3   +    N$38*$J173^2    +    N$39*$J173   +    N$40>1,1,N$36*$J173^4  +    N$37*$J173^3   +    N$38*$J173^2    +    N$39*$J173   +    N$40))","v":8.316487815931331E-2},{"$f":"IF(AU$16=0,0,IF(O$36*$J173^4  +    O$37*$J173^3   +    O$38*$J173^2    +    O$39*$J173   +    O$40>1,1,O$36*$J173^4  +    O$37*$J173^3   +    O$38*$J173^2    +    O$39*$J173   +    O$40))","v":8.316487815931331E-2},{"$f":"IF(AV$16=0,0,IF(P$36*$J173^4  +    P$37*$J173^3   +    P$38*$J173^2    +    P$39*$J173   +    P$40>1,1,P$36*$J173^4  +    P$37*$J173^3   +    P$38*$J173^2    +    P$39*$J173   +    P$40))","v":8.316487815931331E-2},{"$f":"IF(AW$16=0,0,IF(Q$36*$J173^4  +    Q$37*$J173^3   +    Q$38*$J173^2    +    Q$39*$J173   +    Q$40>1,1,Q$36*$J173^4  +    Q$37*$J173^3   +    Q$38*$J173^2    +    Q$39*$J173   +    Q$40))","v":8.316487815931331E-2},{"$f":"IF(AX$16=0,0,IF(R$36*$J173^4  +    R$37*$J173^3   +    R$38*$J173^2    +    R$39*$J173   +    R$40>1,1,R$36*$J173^4  +    R$37*$J173^3   +    R$38*$J173^2    +    R$39*$J173   +    R$40))","v":8.316487815931331E-2},{"$f":"IF(AY$16=0,0,IF(S$36*$J173^4  +    S$37*$J173^3   +    S$38*$J173^2    +    S$39*$J173   +    S$40>1,1,S$36*$J173^4  +    S$37*$J173^3   +    S$38*$J173^2    +    S$39*$J173   +    S$40))","v":8.316487815931331E-2},{"$f":"IF(AZ$16=0,0,IF(T$36*$J173^4  +    T$37*$J173^3   +    T$38*$J173^2    +    T$39*$J173   +    T$40>1,1,T$36*$J173^4  +    T$37*$J173^3   +    T$38*$J173^2    +    T$39*$J173   +    T$40))","v":8.316487815931331E-2},{"$f":"IF(BA$16=0,0,IF(U$36*$J173^4  +    U$37*$J173^3   +    U$38*$J173^2    +    U$39*$J173   +    U$40>1,1,U$36*$J173^4  +    U$37*$J173^3   +    U$38*$J173^2    +    U$39*$J173   +    U$40))","v":8.316487815931331E-2},{"$f":"IF(BB$16=0,0,IF(V$36*$J173^4  +    V$37*$J173^3   +    V$38*$J173^2    +    V$39*$J173   +    V$40>1,1,V$36*$J173^4  +    V$37*$J173^3   +    V$38*$J173^2    +    V$39*$J173   +    V$40))","v":8.316487815931331E-2},{"$f":"IF(BC$16=0,0,IF(W$36*$J173^4  +    W$37*$J173^3   +    W$38*$J173^2    +    W$39*$J173   +    W$40>1,1,W$36*$J173^4  +    W$37*$J173^3   +    W$38*$J173^2    +    W$39*$J173   +    W$40))","v":8.316487815931331E-2},{"$f":"IF(BD$16=0,0,IF(X$36*$J173^4  +    X$37*$J173^3   +    X$38*$J173^2    +    X$39*$J173   +    X$40>1,1,X$36*$J173^4  +    X$37*$J173^3   +    X$38*$J173^2    +    X$39*$J173   +    X$40))","v":8.316487815931331E-2},{"$f":"IF(BE$16=0,0,IF(Y$36*$J173^4  +    Y$37*$J173^3   +    Y$38*$J173^2    +    Y$39*$J173   +    Y$40>1,1,Y$36*$J173^4  +    Y$37*$J173^3   +    Y$38*$J173^2    +    Y$39*$J173   +    Y$40))","v":8.316487815931331E-2},{"$f":"IF(BF$16=0,0,IF(Z$36*$J173^4  +    Z$37*$J173^3   +    Z$38*$J173^2    +    Z$39*$J173   +    Z$40>1,1,Z$36*$J173^4  +    Z$37*$J173^3   +    Z$38*$J173^2    +    Z$39*$J173   +    Z$40))","v":8.316487815931331E-2},{"$f":"IF(BG$16=0,0,IF(AA$36*$J173^4  +    AA$37*$J173^3   +    AA$38*$J173^2    +    AA$39*$J173   +    AA$40>1,1,AA$36*$J173^4  +    AA$37*$J173^3   +    AA$38*$J173^2    +    AA$39*$J173   +    AA$40))","v":8.316487815931331E-2},{"$f":"IF(BH$16=0,0,IF(AB$36*$J173^4  +    AB$37*$J173^3   +    AB$38*$J173^2    +    AB$39*$J173   +    AB$40>1,1,AB$36*$J173^4  +    AB$37*$J173^3   +    AB$38*$J173^2    +    AB$39*$J173   +    AB$40))","v":8.316487815931331E-2},{"$f":"IF(BI$16=0,0,IF(AC$36*$J173^4  +    AC$37*$J173^3   +    AC$38*$J173^2    +    AC$39*$J173   +    AC$40>1,1,AC$36*$J173^4  +    AC$37*$J173^3   +    AC$38*$J173^2    +    AC$39*$J173   +    AC$40))","v":8.316487815931331E-2},{"$f":"IF(BJ$16=0,0,IF(AD$36*$J173^4  +    AD$37*$J173^3   +    AD$38*$J173^2    +    AD$39*$J173   +    AD$40>1,1,AD$36*$J173^4  +    AD$37*$J173^3   +    AD$38*$J173^2    +    AD$39*$J173   +    AD$40))","v":8.316487815931331E-2},null,1.2800000000000009,{"$f":"IF(AG$43<>0,INDEX(K$45:K$1045, MATCH($AF173*(AG$43/24), $J$45:$J$1045)), 0)","v":0},{"$f":"IF(AH$43<>0,INDEX(L$45:L$1045, MATCH($AF173*(AH$43/24), $J$45:$J$1045)), 0)","v":0},{"$f":"IF(AI$43<>0,INDEX(M$45:M$1045, MATCH($AF173*(AI$43/24), $J$45:$J$1045)), 0)","v":0},{"$f":"IF(AJ$43<>0,INDEX(N$45:N$1045, MATCH($AF173*(AJ$43/24), $J$45:$J$1045)), 0)","v":0},{"$f":"IF(AK$43<>0,INDEX(O$45:O$1045, MATCH($AF173*(AK$43/24), $J$45:$J$1045)), 0)","v":0},{"$f":"IF(AL$43<>0,INDEX(P$45:P$1045, MATCH($AF173*(AL$43/24), $J$45:$J$1045)), 0)","v":0},{"$f":"IF(AM$43<>0,INDEX(Q$45:Q$1045, MATCH($AF173*(AM$43/24), $J$45:$J$1045)), 0)","v":0},{"$f":"IF(AN$43<>0,INDEX(R$45:R$1045, MATCH($AF173*(AN$43/24), $J$45:$J$1045)), 0)","v":0},{"$f":"IF(AO$43<>0,INDEX(S$45:S$1045, MATCH($AF173*(AO$43/24), $J$45:$J$1045)), 0)","v":0},{"$f":"IF(AP$43<>0,INDEX(T$45:T$1045, MATCH($AF173*(AP$43/24), $J$45:$J$1045)), 0)","v":0},{"$f":"IF(AQ$43<>0,INDEX(U$45:U$1045, MATCH($AF173*(AQ$43/24), $J$45:$J$1045)), 0)","v":0},{"$f":"IF(AR$43<>0,INDEX(V$45:V$1045, MATCH($AF173*(AR$43/24), $J$45:$J$1045)), 0)","v":0},{"$f":"IF(AS$43<>0,INDEX(W$45:W$1045, MATCH($AF173*(AS$43/24), $J$45:$J$1045)), 0)","v":0},{"$f":"IF(AT$43<>0,INDEX(X$45:X$1045, MATCH($AF173*(AT$43/24), $J$45:$J$1045)), 0)","v":0},{"$f":"IF(AU$43<>0,INDEX(Y$45:Y$1045, MATCH($AF173*(AU$43/24), $J$45:$J$1045)), 0)","v":0},{"$f":"IF(AV$43<>0,INDEX(Z$45:Z$1045, MATCH($AF173*(AV$43/24), $J$45:$J$1045)), 0)","v":0},{"$f":"IF(AW$43<>0,INDEX(AA$45:AA$1045, MATCH($AF173*(AW$43/24), $J$45:$J$1045)), 0)","v":0},{"$f":"IF(AX$43<>0,INDEX(AB$45:AB$1045, MATCH($AF173*(AX$43/24), $J$45:$J$1045)), 0)","v":0},{"$f":"IF(AY$43<>0,INDEX(AC$45:AC$1045, MATCH($AF173*(AY$43/24), $J$45:$J$1045)), 0)","v":0},{"$f":"IF(AZ$43<>0,INDEX(AD$45:AD$1045, MATCH($AF173*(AZ$43/24), $J$45:$J$1045)), 0)","v":0}]
[null,null,null,null,null,null,null,null,null,{"$f":"J173+0.01","v":1.2900000000000009},8.3583373323794896E-2,8.3583373323794896E-2,8.3583373323794896E-2,8.3583373323794896E-2,8.3583373323794896E-2,8.3583373323794896E-2,8.3583373323794896E-2,8.3583373323794896E-2,8.3583373323794896E-2,8.3583373323794896E-2,8.3583373323794896E-2,8.3583373323794896E-2,8.3583373323794896E-2,8.3583373323794896E-2,8.3583373323794896E-2,8.3583373323794896E-2,8.3583373323794896E-2,8.3583373323794896E-2,8.3583373323794896E-2,8.3583373323794896E-2,null,{"$f":"AF173+0.01","v":1.2900000000000009},0,0,0,0,0,0,0,0,0,0,0,0,0,0,0,0,0,0,0,0]
[null,null,null,null,null,null,null,null,null,1.3000000000000009,8.4001627985370864E-2,8.4001627985370864E-2,8.4001627985370864E-2,8.4001627985370864E-2,8.4001627985370864E-2,8.4001627985370864E-2,8.4001627985370864E-2,8.4001627985370864E-2,8.4001627985370864E-2,8.4001627985370864E-2,8.4001627985370864E-2,8.4001627985370864E-2,8.4001627985370864E-2,8.4001627985370864E-2,8.4001627985370864E-2,8.4001627985370864E-2,8.4001627985370864E-2,8.4001627985370864E-2,8.4001627985370864E-2,8.4001627985370864E-2,null,1.3000000000000009,0,0,0,0,0,0,0,0,0,0,0,0,0,0,0,0,0,0,0,0]
[null,null,null,null,null,null,null,null,null,1.3100000000000009,8.4419648397822039E-2,8.4419648397822039E-2,8.4419648397822039E-2,8.4419648397822039E-2,8.4419648397822039E-2,8.4419648397822039E-2,8.4419648397822039E-2,8.4419648397822039E-2,8.4419648397822039E-2,8.4419648397822039E-2,8.4419648397822039E-2,8.4419648397822039E-2,8.4419648397822039E-2,8.4419648397822039E-2,8.4419648397822039E-2,8.4419648397822039E-2,8.4419648397822039E-2,8.4419648397822039E-2,8.4419648397822039E-2,8.4419648397822039E-2,null,1.3100000000000009,0,0,0,0,0,0,0,0,0,0,0,0,0,0,0,0,0,0,0,0]
[null,null,null,null,null,null,null,null,null,1.320000000000001,8.4837440825275265E-2,8.4837440825275265E-2,8.4837440825275265E-2,8.4837440825275265E-2,8.4837440825275265E-2,8.4837440825275265E-2,8.4837440825275265E-2,8.4837440825275265E-2,8.4837440825275265E-2,8.4837440825275265E-2,8.4837440825275265E-2,8.4837440825275265E-2,8.4837440825275265E-2,8.4837440825275265E-2,8.4837440825275265E-2,8.4837440825275265E-2,8.4837440825275265E-2,8.4837440825275265E-2,8.4837440825275265E-2,8.4837440825275265E-2,null,1.320000000000001,0,0,0,0,0,0,0,0,0,0,0,0,0,0,0,0,0,0,0,0]
[null,null,null,null,null,null,null,null,null,1.330000000000001,8.5255011542203357E-2,8.5255011542203357E-2,8.5255011542203357E-2,8.5255011542203357E-2,8.5255011542203357E-2,8.5255011542203357E-2,8.5255011542203357E-2,8.5255011542203357E-2,8.5255011542203357E-2,8.5255011542203357E-2,8.5255011542203357E-2,8.5255011542203357E-2,8.5255011542203357E-2,8.5255011542203357E-2,8.5255011542203357E-2,8.5255011542203357E-2,8.5255011542203357E-2,8.5255011542203357E-2,8.5255011542203357E-2,8.5255011542203357E-2,null,1.330000000000001,0,0,0,0,0,0,0,0,0,0,0,0,0,0,0,0,0,0,0,0]
[null,null,null,null,null,null,null,null,null,1.340000000000001,8.5672366833425176E-2,8.5672366833425176E-2,8.5672366833425176E-2,8.5672366833425176E-2,8.5672366833425176E-2,8.5672366833425176E-2,8.5672366833425176E-2,8.5672366833425176E-2,8.5672366833425176E-2,8.5672366833425176E-2,8.5672366833425176E-2,8.5672366833425176E-2,8.5672366833425176E-2,8.5672366833425176E-2,8.5672366833425176E-2,8.5672366833425176E-2,8.5672366833425176E-2,8.5672366833425176E-2,8.5672366833425176E-2,8.5672366833425176E-2,null,1.340000000000001,0,0,0,0,0,0,0,0,0,0,0,0,0,0,0,0,0,0,0,0]
[null,null,null,null,null,null,null,null,null,1.350000000000001,8.6089512994105513E-2,8.6089512994105513E-2,8.6089512994105513E-2,8.6089512994105513E-2,8.6089512994105513E-2,8.6089512994105513E-2,8.6089512994105513E-2,8.6089512994105513E-2,8.6089512994105513E-2,8.6089512994105513E-2,8.6089512994105513E-2,8.6089512994105513E-2,8.6089512994105513E-2,8.6089512994105513E-2,8.6089512994105513E-2,8.6089512994105513E-2,8.6089512994105513E-2,8.6089512994105513E-2,8.6089512994105513E-2,8.6089512994105513E-2,null,1.350000000000001,0,0,0,0,0,0,0,0,0,0,0,0,0,0,0,0,0,0,0,0]
[null,null,null,null,null,null,null,null,null,1.360000000000001,8.6506456329755177E-2,8.6506456329755177E-2,8.6506456329755177E-2,8.6506456329755177E-2,8.6506456329755177E-2,8.6506456329755177E-2,8.6506456329755177E-2,8.6506456329755177E-2,8.6506456329755177E-2,8.6506456329755177E-2,8.6506456329755177E-2,8.6506456329755177E-2,8.6506456329755177E-2,8.6506456329755177E-2,8.6506456329755177E-2,8.6506456329755177E-2,8.6506456329755177E-2,8.6506456329755177E-2,8.6506456329755177E-2,8.6506456329755177E-2,null,1.360000000000001,0,0,0,0,0,0,0,0,0,0,0,0,0,0,0,0,0,0,0,0]
[null,null,null,null,null,null,null,null,null,1.370000000000001,8.6923203156230977E-2,8.6923203156230977E-2,8.6923203156230977E-2,8.6923203156230977E-2,8.6923203156230977E-2,8.6923203156230977E-2,8.6923203156230977E-2,8.6923203156230977E-2,8.6923203156230977E-2,8.6923203156230977E-2,8.6923203156230977E-2,8.6923203156230977E-2,8.6923203156230977E-2,8.6923203156230977E-2,8.6923203156230977E-2,8.6923203156230977E-2,8.6923203156230977E-2,8.6923203156230977E-2,8.6923203156230977E-2,8.6923203156230977E-2,null,1.370000000000001,0,0,0,0,0,0,0,0,0,0,0,0,0,0,0,0,0,0,0,0]
[null,null,null,null,null,null,null,null,null,1.380000000000001,8.7339759799735711E-2,8.7339759799735711E-2,8.7339759799735711E-2,8.7339759799735711E-2,8.7339759799735711E-2,8.7339759799735711E-2,8.7339759799735711E-2,8.7339759799735711E-2,8.7339759799735711E-2,8.7339759799735711E-2,8.7339759799735711E-2,8.7339759799735711E-2,8.7339759799735711E-2,8.7339759799735711E-2,8.7339759799735711E-2,8.7339759799735711E-2,8.7339759799735711E-2,8.7339759799735711E-2,8.7339759799735711E-2,8.7339759799735711E-2,null,1.380000000000001,0,0,0,0,0,0,0,0,0,0,0,0,0,0,0,0,0,0,0,0]
[null,null,null,null,null,null,null,null,null,1.390000000000001,8.7756132596818151E-2,8.7756132596818151E-2,8.7756132596818151E-2,8.7756132596818151E-2,8.7756132596818151E-2,8.7756132596818151E-2,8.7756132596818151E-2,8.7756132596818151E-2,8.7756132596818151E-2,8.7756132596818151E-2,8.7756132596818151E-2,8.7756132596818151E-2,8.7756132596818151E-2,8.7756132596818151E-2,8.7756132596818151E-2,8.7756132596818151E-2,8.7756132596818151E-2,8.7756132596818151E-2,8.7756132596818151E-2,8.7756132596818151E-2,null,1.390000000000001,0,0,0,0,0,0,0,0,0,0,0,0,0,0,0,0,0,0,0,0]
[null,null,null,null,null,null,null,null,null,1.400000000000001,8.8172327894373084E-2,8.8172327894373084E-2,8.8172327894373084E-2,8.8172327894373084E-2,8.8172327894373084E-2,8.8172327894373084E-2,8.8172327894373084E-2,8.8172327894373084E-2,8.8172327894373084E-2,8.8172327894373084E-2,8.8172327894373084E-2,8.8172327894373084E-2,8.8172327894373084E-2,8.8172327894373084E-2,8.8172327894373084E-2,8.8172327894373084E-2,8.8172327894373084E-2,8.8172327894373084E-2,8.8172327894373084E-2,8.8172327894373084E-2,null,1.400000000000001,0,0,0,0,0,0,0,0,0,0,0,0,0,0,0,0,0,0,0,0]
[null,null,null,null,null,null,null,null,null,1.410000000000001,8.85883520496413E-2,8.85883520496413E-2,8.85883520496413E-2,8.85883520496413E-2,8.85883520496413E-2,8.85883520496413E-2,8.85883520496413E-2,8.85883520496413E-2,8.85883520496413E-2,8.85883520496413E-2,8.85883520496413E-2,8.85883520496413E-2,8.85883520496413E-2,8.85883520496413E-2,8.85883520496413E-2,8.85883520496413E-2,8.85883520496413E-2,8.85883520496413E-2,8.85883520496413E-2,8.85883520496413E-2,null,1.410000000000001,0,0,0,0,0,0,0,0,0,0,0,0,0,0,0,0,0,0,0,0]
[null,null,null,null,null,null,null,null,null,1.420000000000001,8.9004211430209548E-2,8.9004211430209548E-2,8.9004211430209548E-2,8.9004211430209548E-2,8.9004211430209548E-2,8.9004211430209548E-2,8.9004211430209548E-2,8.9004211430209548E-2,8.9004211430209548E-2,8.9004211430209548E-2,8.9004211430209548E-2,8.9004211430209548E-2,8.9004211430209548E-2,8.9004211430209548E-2,8.9004211430209548E-2,8.9004211430209548E-2,8.9004211430209548E-2,8.9004211430209548E-2,8.9004211430209548E-2,8.9004211430209548E-2,null,1.420000000000001,0,0,0,0,0,0,0,0,0,0,0,0,0,0,0,0,0,0,0,0]
[null,null,null,null,null,null,null,null,null,1.430000000000001,8.941991241401058E-2,8.941991241401058E-2,8.941991241401058E-2,8.941991241401058E-2,8.941991241401058E-2,8.941991241401058E-2,8.941991241401058E-2,8.941991241401058E-2,8.941991241401058E-2,8.941991241401058E-2,8.941991241401058E-2,8.941991241401058E-2,8.941991241401058E-2,8.941991241401058E-2,8.941991241401058E-2,8.941991241401058E-2,8.941991241401058E-2,8.941991241401058E-2,8.941991241401058E-2,8.941991241401058E-2,null,1.430000000000001,0,0,0,0,0,0,0,0,0,0,0,0,0,0,0,0,0,0,0,0]
[null,null,null,null,null,null,null,null,null,1.4400000000000011,8.9835461389323176E-2,8.9835461389323176E-2,8.9835461389323176E-2,8.9835461389323176E-2,8.9835461389323176E-2,8.9835461389323176E-2,8.9835461389323176E-2,8.9835461389323176E-2,8.9835461389323176E-2,8.9835461389323176E-2,8.9835461389323176E-2,8.9835461389323176E-2,8.9835461389323176E-2,8.9835461389323176E-2,8.9835461389323176E-2,8.9835461389323176E-2,8.9835461389323176E-2,8.9835461389323176E-2,8.9835461389323176E-2,8.9835461389323176E-2,null,1.4400000000000011,0,0,0,0,0,0,0,0,0,0,0,0,0,0,0,0,0,0,0,0]
[null,null,null,null,null,null,null,null,null,1.4500000000000011,9.0250864754772064E-2,9.0250864754772064E-2,9.0250864754772064E-2,9.0250864754772064E-2,9.0250864754772064E-2,9.0250864754772064E-2,9.0250864754772064E-2,9.0250864754772064E-2,9.0250864754772064E-2,9.0250864754772064E-2,9.0250864754772064E-2,9.0250864754772064E-2,9.0250864754772064E-2,9.0250864754772064E-2,9.0250864754772064E-2,9.0250864754772064E-2,9.0250864754772064E-2,9.0250864754772064E-2,9.0250864754772064E-2,9.0250864754772064E-2,null,1.4500000000000011,0,0,0,0,0,0,0,0,0,0,0,0,0,0,0,0,0,0,0,0]
[null,null,null,null,null,null,null,null,null,1.4600000000000011,9.0666128919327973E-2,9.0666128919327973E-2,9.0666128919327973E-2,9.0666128919327973E-2,9.0666128919327973E-2,9.0666128919327973E-2,9.0666128919327973E-2,9.0666128919327973E-2,9.0666128919327973E-2,9.0666128919327973E-2,9.0666128919327973E-2,9.0666128919327973E-2,9.0666128919327973E-2,9.0666128919327973E-2,9.0666128919327973E-2,9.0666128919327973E-2,9.0666128919327973E-2,9.0666128919327973E-2,9.0666128919327973E-2,9.0666128919327973E-2,null,1.4600000000000011,0,0,0,0,0,0,0,0,0,0,0,0,0,0,0,0,0,0,0,0]
[null,null,null,null,null,null,null,null,null,1.4700000000000011,9.1081260302307662E-2,9.1081260302307662E-2,9.1081260302307662E-2,9.1081260302307662E-2,9.1081260302307662E-2,9.1081260302307662E-2,9.1081260302307662E-2,9.1081260302307662E-2,9.1081260302307662E-2,9.1081260302307662E-2,9.1081260302307662E-2,9.1081260302307662E-2,9.1081260302307662E-2,9.1081260302307662E-2,9.1081260302307662E-2,9.1081260302307662E-2,9.1081260302307662E-2,9.1081260302307662E-2,9.1081260302307662E-2,9.1081260302307662E-2,null,1.4700000000000011,0,0,0,0,0,0,0,0,0,0,0,0,0,0,0,0,0,0,0,0]
[null,null,null,null,null,null,null,null,null,1.4800000000000011,9.1496265333373836E-2,9.1496265333373836E-2,9.1496265333373836E-2,9.1496265333373836E-2,9.1496265333373836E-2,9.1496265333373836E-2,9.1496265333373836E-2,9.1496265333373836E-2,9.1496265333373836E-2,9.1496265333373836E-2,9.1496265333373836E-2,9.1496265333373836E-2,9.1496265333373836E-2,9.1496265333373836E-2,9.1496265333373836E-2,9.1496265333373836E-2,9.1496265333373836E-2,9.1496265333373836E-2,9.1496265333373836E-2,9.1496265333373836E-2,null,1.4800000000000011,0,0,0,0,0,0,0,0,0,0,0,0,0,0,0,0,0,0,0,0]
[null,null,null,null,null,null,null,null,null,1.4900000000000011,9.1911150452535229E-2,9.1911150452535229E-2,9.1911150452535229E-2,9.1911150452535229E-2,9.1911150452535229E-2,9.1911150452535229E-2,9.1911150452535229E-2,9.1911150452535229E-2,9.1911150452535229E-2,9.1911150452535229E-2,9.1911150452535229E-2,9.1911150452535229E-2,9.1911150452535229E-2,9.1911150452535229E-2,9.1911150452535229E-2,9.1911150452535229E-2,9.1911150452535229E-2,9.1911150452535229E-2,9.1911150452535229E-2,9.1911150452535229E-2,null,1.4900000000000011,0,0,0,0,0,0,0,0,0,0,0,0,0,0,0,0,0,0,0,0]
[null,null,null,null,null,null,null,null,null,1.5000000000000011,9.2325922110146508E-2,9.2325922110146508E-2,9.2325922110146508E-2,9.2325922110146508E-2,9.2325922110146508E-2,9.2325922110146508E-2,9.2325922110146508E-2,9.2325922110146508E-2,9.2325922110146508E-2,9.2325922110146508E-2,9.2325922110146508E-2,9.2325922110146508E-2,9.2325922110146508E-2,9.2325922110146508E-2,9.2325922110146508E-2,9.2325922110146508E-2,9.2325922110146508E-2,9.2325922110146508E-2,9.2325922110146508E-2,9.2325922110146508E-2,null,1.5000000000000011,0,0,0,0,0,0,0,0,0,0,0,0,0,0,0,0,0,0,0,0]
[null,null,null,null,null,null,null,null,null,1.5100000000000011,9.2740586766908426E-2,9.2740586766908426E-2,9.2740586766908426E-2,9.2740586766908426E-2,9.2740586766908426E-2,9.2740586766908426E-2,9.2740586766908426E-2,9.2740586766908426E-2,9.2740586766908426E-2,9.2740586766908426E-2,9.2740586766908426E-2,9.2740586766908426E-2,9.2740586766908426E-2,9.2740586766908426E-2,9.2740586766908426E-2,9.2740586766908426E-2,9.2740586766908426E-2,9.2740586766908426E-2,9.2740586766908426E-2,9.2740586766908426E-2,null,1.5100000000000011,0,0,0,0,0,0,0,0,0,0,0,0,0,0,0,0,0,0,0,0]
[null,null,null,null,null,null,null,null,null,1.5200000000000011,9.3155150893867666E-2,9.3155150893867666E-2,9.3155150893867666E-2,9.3155150893867666E-2,9.3155150893867666E-2,9.3155150893867666E-2,9.3155150893867666E-2,9.3155150893867666E-2,9.3155150893867666E-2,9.3155150893867666E-2,9.3155150893867666E-2,9.3155150893867666E-2,9.3155150893867666E-2,9.3155150893867666E-2,9.3155150893867666E-2,9.3155150893867666E-2,9.3155150893867666E-2,9.3155150893867666E-2,9.3155150893867666E-2,9.3155150893867666E-2,null,1.5200000000000011,0,0,0,0,0,0,0,0,0,0,0,0,0,0,0,0,0,0,0,0]
[null,null,null,null,null,null,null,null,null,1.5300000000000011,9.3569620972416903E-2,9.3569620972416903E-2,9.3569620972416903E-2,9.3569620972416903E-2,9.3569620972416903E-2,9.3569620972416903E-2,9.3569620972416903E-2,9.3569620972416903E-2,9.3569620972416903E-2,9.3569620972416903E-2,9.3569620972416903E-2,9.3569620972416903E-2,9.3569620972416903E-2,9.3569620972416903E-2,9.3569620972416903E-2,9.3569620972416903E-2,9.3569620972416903E-2,9.3569620972416903E-2,9.3569620972416903E-2,9.3569620972416903E-2,null,1.5300000000000011,0,0,0,0,0,0,0,0,0,0,0,0,0,0,0,0,0,0,0,0]
[null,null,null,null,null,null,null,null,null,1.5400000000000011,9.3984003494294838E-2,9.3984003494294838E-2,9.3984003494294838E-2,9.3984003494294838E-2,9.3984003494294838E-2,9.3984003494294838E-2,9.3984003494294838E-2,9.3984003494294838E-2,9.3984003494294838E-2,9.3984003494294838E-2,9.3984003494294838E-2,9.3984003494294838E-2,9.3984003494294838E-2,9.3984003494294838E-2,9.3984003494294838E-2,9.3984003494294838E-2,9.3984003494294838E-2,9.3984003494294838E-2,9.3984003494294838E-2,9.3984003494294838E-2,null,1.5400000000000011,0,0,0,0,0,0,0,0,0,0,0,0,0,0,0,0,0,0,0,0]
[null,null,null,null,null,null,null,null,null,1.5500000000000012,9.4398304961586132E-2,9.4398304961586132E-2,9.4398304961586132E-2,9.4398304961586132E-2,9.4398304961586132E-2,9.4398304961586132E-2,9.4398304961586132E-2,9.4398304961586132E-2,9.4398304961586132E-2,9.4398304961586132E-2,9.4398304961586132E-2,9.4398304961586132E-2,9.4398304961586132E-2,9.4398304961586132E-2,9.4398304961586132E-2,9.4398304961586132E-2,9.4398304961586132E-2,9.4398304961586132E-2,9.4398304961586132E-2,9.4398304961586132E-2,null,1.5500000000000012,0,0,0,0,0,0,0,0,0,0,0,0,0,0,0,0,0,0,0,0]
[null,null,null,null,null,null,null,null,null,1.5600000000000012,9.4812531886721466E-2,9.4812531886721466E-2,9.4812531886721466E-2,9.4812531886721466E-2,9.4812531886721466E-2,9.4812531886721466E-2,9.4812531886721466E-2,9.4812531886721466E-2,9.4812531886721466E-2,9.4812531886721466E-2,9.4812531886721466E-2,9.4812531886721466E-2,9.4812531886721466E-2,9.4812531886721466E-2,9.4812531886721466E-2,9.4812531886721466E-2,9.4812531886721466E-2,9.4812531886721466E-2,9.4812531886721466E-2,9.4812531886721466E-2,null,1.5600000000000012,0,0,0,0,0,0,0,0,0,0,0,0,0,0,0,0,0,0,0,0]
[null,null,null,null,null,null,null,null,null,1.5700000000000012,9.5226690792477475E-2,9.5226690792477475E-2,9.5226690792477475E-2,9.5226690792477475E-2,9.5226690792477475E-2,9.5226690792477475E-2,9.5226690792477475E-2,9.5226690792477475E-2,9.5226690792477475E-2,9.5226690792477475E-2,9.5226690792477475E-2,9.5226690792477475E-2,9.5226690792477475E-2,9.5226690792477475E-2,9.5226690792477475E-2,9.5226690792477475E-2,9.5226690792477475E-2,9.5226690792477475E-2,9.5226690792477475E-2,9.5226690792477475E-2,null,1.5700000000000012,0,0,0,0,0,0,0,0,0,0,0,0,0,0,0,0,0,0,0,0]
[null,null,null,null,null,null,null,null,null,1.5800000000000012,9.5640788211976843E-2,9.5640788211976843E-2,9.5640788211976843E-2,9.5640788211976843E-2,9.5640788211976843E-2,9.5640788211976843E-2,9.5640788211976843E-2,9.5640788211976843E-2,9.5640788211976843E-2,9.5640788211976843E-2,9.5640788211976843E-2,9.5640788211976843E-2,9.5640788211976843E-2,9.5640788211976843E-2,9.5640788211976843E-2,9.5640788211976843E-2,9.5640788211976843E-2,9.5640788211976843E-2,9.5640788211976843E-2,9.5640788211976843E-2,null,1.5800000000000012,0,0,0,0,0,0,0,0,0,0,0,0,0,0,0,0,0,0,0,0]
[null,null,null,null,null,null,null,null,null,1.5900000000000012,9.6054830688688198E-2,9.6054830688688198E-2,9.6054830688688198E-2,9.6054830688688198E-2,9.6054830688688198E-2,9.6054830688688198E-2,9.6054830688688198E-2,9.6054830688688198E-2,9.6054830688688198E-2,9.6054830688688198E-2,9.6054830688688198E-2,9.6054830688688198E-2,9.6054830688688198E-2,9.6054830688688198E-2,9.6054830688688198E-2,9.6054830688688198E-2,9.6054830688688198E-2,9.6054830688688198E-2,9.6054830688688198E-2,9.6054830688688198E-2,null,1.5900000000000012,0,0,0,0,0,0,0,0,0,0,0,0,0,0,0,0,0,0,0,0]
[null,null,null,null,null,null,null,null,null,1.6000000000000012,9.6468824776426196E-2,9.6468824776426196E-2,9.6468824776426196E-2,9.6468824776426196E-2,9.6468824776426196E-2,9.6468824776426196E-2,9.6468824776426196E-2,9.6468824776426196E-2,9.6468824776426196E-2,9.6468824776426196E-2,9.6468824776426196E-2,9.6468824776426196E-2,9.6468824776426196E-2,9.6468824776426196E-2,9.6468824776426196E-2,9.6468824776426196E-2,9.6468824776426196E-2,9.6468824776426196E-2,9.6468824776426196E-2,9.6468824776426196E-2,null,1.6000000000000012,0,0,0,0,0,0,0,0,0,0,0,0,0,0,0,0,0,0,0,0]
[null,null,null,null,null,null,null,null,null,1.6100000000000012,9.6882777039351456E-2,9.6882777039351456E-2,9.6882777039351456E-2,9.6882777039351456E-2,9.6882777039351456E-2,9.6882777039351456E-2,9.6882777039351456E-2,9.6882777039351456E-2,9.6882777039351456E-2,9.6882777039351456E-2,9.6882777039351456E-2,9.6882777039351456E-2,9.6882777039351456E-2,9.6882777039351456E-2,9.6882777039351456E-2,9.6882777039351456E-2,9.6882777039351456E-2,9.6882777039351456E-2,9.6882777039351456E-2,9.6882777039351456E-2,null,1.6100000000000012,0,0,0,0,0,0,0,0,0,0,0,0,0,0,0,0,0,0,0,0]
[null,null,null,null,null,null,null,null,null,1.6200000000000012,9.7296694051970598E-2,9.7296694051970598E-2,9.7296694051970598E-2,9.7296694051970598E-2,9.7296694051970598E-2,9.7296694051970598E-2,9.7296694051970598E-2,9.7296694051970598E-2,9.7296694051970598E-2,9.7296694051970598E-2,9.7296694051970598E-2,9.7296694051970598E-2,9.7296694051970598E-2,9.7296694051970598E-2,9.7296694051970598E-2,9.7296694051970598E-2,9.7296694051970598E-2,9.7296694051970598E-2,9.7296694051970598E-2,9.7296694051970598E-2,null,1.6200000000000012,0,0,0,0,0,0,0,0,0,0,0,0,0,0,0,0,0,0,0,0]
[null,null,null,null,null,null,null,null,null,1.6300000000000012,9.7710582399136256E-2,9.7710582399136256E-2,9.7710582399136256E-2,9.7710582399136256E-2,9.7710582399136256E-2,9.7710582399136256E-2,9.7710582399136256E-2,9.7710582399136256E-2,9.7710582399136256E-2,9.7710582399136256E-2,9.7710582399136256E-2,9.7710582399136256E-2,9.7710582399136256E-2,9.7710582399136256E-2,9.7710582399136256E-2,9.7710582399136256E-2,9.7710582399136256E-2,9.7710582399136256E-2,9.7710582399136256E-2,9.7710582399136256E-2,null,1.6300000000000012,0,0,0,0,0,0,0,0,0,0,0,0,0,0,0,0,0,0,0,0]
[null,null,null,null,null,null,null,null,null,1.6400000000000012,9.8124448676047041E-2,9.8124448676047041E-2,9.8124448676047041E-2,9.8124448676047041E-2,9.8124448676047041E-2,9.8124448676047041E-2,9.8124448676047041E-2,9.8124448676047041E-2,9.8124448676047041E-2,9.8124448676047041E-2,9.8124448676047041E-2,9.8124448676047041E-2,9.8124448676047041E-2,9.8124448676047041E-2,9.8124448676047041E-2,9.8124448676047041E-2,9.8124448676047041E-2,9.8124448676047041E-2,9.8124448676047041E-2,9.8124448676047041E-2,null,1.6400000000000012,0,0,0,0,0,0,0,0,0,0,0,0,0,0,0,0,0,0,0,0]
[null,null,null,null,null,null,null,null,null,1.6500000000000012,9.8538299488247549E-2,9.8538299488247549E-2,9.8538299488247549E-2,9.8538299488247549E-2,9.8538299488247549E-2,9.8538299488247549E-2,9.8538299488247549E-2,9.8538299488247549E-2,9.8538299488247549E-2,9.8538299488247549E-2,9.8538299488247549E-2,9.8538299488247549E-2,9.8538299488247549E-2,9.8538299488247549E-2,9.8538299488247549E-2,9.8538299488247549E-2,9.8538299488247549E-2,9.8538299488247549E-2,9.8538299488247549E-2,9.8538299488247549E-2,null,1.6500000000000012,0,0,0,0,0,0,0,0,0,0,0,0,0,0,0,0,0,0,0,0]
[null,null,null,null,null,null,null,null,null,1.6600000000000013,9.8952141451628381E-2,9.8952141451628381E-2,9.8952141451628381E-2,9.8952141451628381E-2,9.8952141451628381E-2,9.8952141451628381E-2,9.8952141451628381E-2,9.8952141451628381E-2,9.8952141451628381E-2,9.8952141451628381E-2,9.8952141451628381E-2,9.8952141451628381E-2,9.8952141451628381E-2,9.8952141451628381E-2,9.8952141451628381E-2,9.8952141451628381E-2,9.8952141451628381E-2,9.8952141451628381E-2,9.8952141451628381E-2,9.8952141451628381E-2,null,1.6600000000000013,0,0,0,0,0,0,0,0,0,0,0,0,0,0,0,0,0,0,0,0]
[null,null,null,null,null,null,null,null,null,1.6700000000000013,9.9365981192426109E-2,9.9365981192426109E-2,9.9365981192426109E-2,9.9365981192426109E-2,9.9365981192426109E-2,9.9365981192426109E-2,9.9365981192426109E-2,9.9365981192426109E-2,9.9365981192426109E-2,9.9365981192426109E-2,9.9365981192426109E-2,9.9365981192426109E-2,9.9365981192426109E-2,9.9365981192426109E-2,9.9365981192426109E-2,9.9365981192426109E-2,9.9365981192426109E-2,9.9365981192426109E-2,9.9365981192426109E-2,9.9365981192426109E-2,null,1.6700000000000013,0,0,0,0,0,0,0,0,0,0,0,0,0,0,0,0,0,0,0,0]
[null,null,null,null,null,null,null,null,null,1.6800000000000013,9.977982534722335E-2,9.977982534722335E-2,9.977982534722335E-2,9.977982534722335E-2,9.977982534722335E-2,9.977982534722335E-2,9.977982534722335E-2,9.977982534722335E-2,9.977982534722335E-2,9.977982534722335E-2,9.977982534722335E-2,9.977982534722335E-2,9.977982534722335E-2,9.977982534722335E-2,9.977982534722335E-2,9.977982534722335E-2,9.977982534722335E-2,9.977982534722335E-2,9.977982534722335E-2,9.977982534722335E-2,null,1.6800000000000013,0,0,0,0,0,0,0,0,0,0,0,0,0,0,0,0,0,0,0,0]
[null,null,null,null,null,null,null,null,null,1.6900000000000013,0.10019368056294867,0.10019368056294867,0.10019368056294867,0.10019368056294867,0.10019368056294867,0.10019368056294867,0.10019368056294867,0.10019368056294867,0.10019368056294867,0.10019368056294867,0.10019368056294867,0.10019368056294867,0.10019368056294867,0.10019368056294867,0.10019368056294867,0.10019368056294867,0.10019368056294867,0.10019368056294867,0.10019368056294867,0.10019368056294867,null,1.6900000000000013,0,0,0,0,0,0,0,0,0,0,0,0,0,0,0,0,0,0,0,0]
[null,null,null,null,null,null,null,null,null,1.7000000000000013,0.10060755349687663,0.10060755349687663,0.10060755349687663,0.10060755349687663,0.10060755349687663,0.10060755349687663,0.10060755349687663,0.10060755349687663,0.10060755349687663,0.10060755349687663,0.10060755349687663,0.10060755349687663,0.10060755349687663,0.10060755349687663,0.10060755349687663,0.10060755349687663,0.10060755349687663,0.10060755349687663,0.10060755349687663,0.10060755349687663,null,1.7000000000000013,0,0,0,0,0,0,0,0,0,0,0,0,0,0,0,0,0,0,0,0]
[null,null,null,null,null,null,null,null,null,1.7100000000000013,0.10102145081662779,0.10102145081662779,0.10102145081662779,0.10102145081662779,0.10102145081662779,0.10102145081662779,0.10102145081662779,0.10102145081662779,0.10102145081662779,0.10102145081662779,0.10102145081662779,0.10102145081662779,0.10102145081662779,0.10102145081662779,0.10102145081662779,0.10102145081662779,0.10102145081662779,0.10102145081662779,0.10102145081662779,0.10102145081662779,null,1.7100000000000013,0,0,0,0,0,0,0,0,0,0,0,0,0,0,0,0,0,0,0,0]
[null,null,null,null,null,null,null,null,null,1.7200000000000013,0.10143537920016872,0.10143537920016872,0.10143537920016872,0.10143537920016872,0.10143537920016872,0.10143537920016872,0.10143537920016872,0.10143537920016872,0.10143537920016872,0.10143537920016872,0.10143537920016872,0.10143537920016872,0.10143537920016872,0.10143537920016872,0.10143537920016872,0.10143537920016872,0.10143537920016872,0.10143537920016872,0.10143537920016872,0.10143537920016872,null,1.7200000000000013,0,0,0,0,0,0,0,0,0,0,0,0,0,0,0,0,0,0,0,0]
[null,null,null,null,null,null,null,null,null,1.7300000000000013,0.10184934533581196,0.10184934533581196,0.10184934533581196,0.10184934533581196,0.10184934533581196,0.10184934533581196,0.10184934533581196,0.10184934533581196,0.10184934533581196,0.10184934533581196,0.10184934533581196,0.10184934533581196,0.10184934533581196,0.10184934533581196,0.10184934533581196,0.10184934533581196,0.10184934533581196,0.10184934533581196,0.10184934533581196,0.10184934533581196,null,1.7300000000000013,0,0,0,0,0,0,0,0,0,0,0,0,0,0,0,0,0,0,0,0]
[null,null,null,null,null,null,null,null,null,1.7400000000000013,0.10226335592221604,0.10226335592221604,0.10226335592221604,0.10226335592221604,0.10226335592221604,0.10226335592221604,0.10226335592221604,0.10226335592221604,0.10226335592221604,0.10226335592221604,0.10226335592221604,0.10226335592221604,0.10226335592221604,0.10226335592221604,0.10226335592221604,0.10226335592221604,0.10226335592221604,0.10226335592221604,0.10226335592221604,0.10226335592221604,null,1.7400000000000013,0,0,0,0,0,0,0,0,0,0,0,0,0,0,0,0,0,0,0,0]
[null,null,null,null,null,null,null,null,null,1.7500000000000013,0.10267741766838549,0.10267741766838549,0.10267741766838549,0.10267741766838549,0.10267741766838549,0.10267741766838549,0.10267741766838549,0.10267741766838549,0.10267741766838549,0.10267741766838549,0.10267741766838549,0.10267741766838549,0.10267741766838549,0.10267741766838549,0.10267741766838549,0.10267741766838549,0.10267741766838549,0.10267741766838549,0.10267741766838549,0.10267741766838549,null,1.7500000000000013,0,0,0,0,0,0,0,0,0,0,0,0,0,0,0,0,0,0,0,0]
[null,null,null,null,null,null,null,null,null,1.7600000000000013,0.10309153729367088,0.10309153729367088,0.10309153729367088,0.10309153729367088,0.10309153729367088,0.10309153729367088,0.10309153729367088,0.10309153729367088,0.10309153729367088,0.10309153729367088,0.10309153729367088,0.10309153729367088,0.10309153729367088,0.10309153729367088,0.10309153729367088,0.10309153729367088,0.10309153729367088,0.10309153729367088,0.10309153729367088,0.10309153729367088,null,1.7600000000000013,0,0,0,0,0,0,0,0,0,0,0,0,0,0,0,0,0,0,0,0]
[null,null,null,null,null,null,null,null,null,1.7700000000000014,0.10350572152776868,0.10350572152776868,0.10350572152776868,0.10350572152776868,0.10350572152776868,0.10350572152776868,0.10350572152776868,0.10350572152776868,0.10350572152776868,0.10350572152776868,0.10350572152776868,0.10350572152776868,0.10350572152776868,0.10350572152776868,0.10350572152776868,0.10350572152776868,0.10350572152776868,0.10350572152776868,0.10350572152776868,0.10350572152776868,null,1.7700000000000014,0,0,0,0,0,0,0,0,0,0,0,0,0,0,0,0,0,0,0,0]
[null,null,null,null,null,null,null,null,null,1.7800000000000014,0.10391997711072143,0.10391997711072143,0.10391997711072143,0.10391997711072143,0.10391997711072143,0.10391997711072143,0.10391997711072143,0.10391997711072143,0.10391997711072143,0.10391997711072143,0.10391997711072143,0.10391997711072143,0.10391997711072143,0.10391997711072143,0.10391997711072143,0.10391997711072143,0.10391997711072143,0.10391997711072143,0.10391997711072143,0.10391997711072143,null,1.7800000000000014,0,0,0,0,0,0,0,0,0,0,0,0,0,0,0,0,0,0,0,0]
[null,null,null,null,null,null,null,null,null,1.7900000000000014,0.10433431079291762,0.10433431079291762,0.10433431079291762,0.10433431079291762,0.10433431079291762,0.10433431079291762,0.10433431079291762,0.10433431079291762,0.10433431079291762,0.10433431079291762,0.10433431079291762,0.10433431079291762,0.10433431079291762,0.10433431079291762,0.10433431079291762,0.10433431079291762,0.10433431079291762,0.10433431079291762,0.10433431079291762,0.10433431079291762,null,1.7900000000000014,0,0,0,0,0,0,0,0,0,0,0,0,0,0,0,0,0,0,0,0]
[null,null,null,null,null,null,null,null,null,1.8000000000000014,0.10474872933509177,0.10474872933509177,0.10474872933509177,0.10474872933509177,0.10474872933509177,0.10474872933509177,0.10474872933509177,0.10474872933509177,0.10474872933509177,0.10474872933509177,0.10474872933509177,0.10474872933509177,0.10474872933509177,0.10474872933509177,0.10474872933509177,0.10474872933509177,0.10474872933509177,0.10474872933509177,0.10474872933509177,0.10474872933509177,null,1.8000000000000014,0,0,0,0,0,0,0,0,0,0,0,0,0,0,0,0,0,0,0,0]
[null,null,null,null,null,null,null,null,null,1.8100000000000014,0.10516323950832436,0.10516323950832436,0.10516323950832436,0.10516323950832436,0.10516323950832436,0.10516323950832436,0.10516323950832436,0.10516323950832436,0.10516323950832436,0.10516323950832436,0.10516323950832436,0.10516323950832436,0.10516323950832436,0.10516323950832436,0.10516323950832436,0.10516323950832436,0.10516323950832436,0.10516323950832436,0.10516323950832436,0.10516323950832436,null,1.8100000000000014,0,0,0,0,0,0,0,0,0,0,0,0,0,0,0,0,0,0,0,0]
[null,null,null,null,null,null,null,null,null,1.8200000000000014,0.10557784809404186,0.10557784809404186,0.10557784809404186,0.10557784809404186,0.10557784809404186,0.10557784809404186,0.10557784809404186,0.10557784809404186,0.10557784809404186,0.10557784809404186,0.10557784809404186,0.10557784809404186,0.10557784809404186,0.10557784809404186,0.10557784809404186,0.10557784809404186,0.10557784809404186,0.10557784809404186,0.10557784809404186,0.10557784809404186,null,1.8200000000000014,0,0,0,0,0,0,0,0,0,0,0,0,0,0,0,0,0,0,0,0]
[null,null,null,null,null,null,null,null,null,1.8300000000000014,0.10599256188401678,0.10599256188401678,0.10599256188401678,0.10599256188401678,0.10599256188401678,0.10599256188401678,0.10599256188401678,0.10599256188401678,0.10599256188401678,0.10599256188401678,0.10599256188401678,0.10599256188401678,0.10599256188401678,0.10599256188401678,0.10599256188401678,0.10599256188401678,0.10599256188401678,0.10599256188401678,0.10599256188401678,0.10599256188401678,null,1.8300000000000014,0,0,0,0,0,0,0,0,0,0,0,0,0,0,0,0,0,0,0,0]
[null,null,null,null,null,null,null,null,null,1.8400000000000014,0.10640738768036755,0.10640738768036755,0.10640738768036755,0.10640738768036755,0.10640738768036755,0.10640738768036755,0.10640738768036755,0.10640738768036755,0.10640738768036755,0.10640738768036755,0.10640738768036755,0.10640738768036755,0.10640738768036755,0.10640738768036755,0.10640738768036755,0.10640738768036755,0.10640738768036755,0.10640738768036755,0.10640738768036755,0.10640738768036755,null,1.8400000000000014,0,0,0,0,0,0,0,0,0,0,0,0,0,0,0,0,0,0,0,0]
[null,null,null,null,null,null,null,null,null,1.8500000000000014,0.10682233229555865,0.10682233229555865,0.10682233229555865,0.10682233229555865,0.10682233229555865,0.10682233229555865,0.10682233229555865,0.10682233229555865,0.10682233229555865,0.10682233229555865,0.10682233229555865,0.10682233229555865,0.10682233229555865,0.10682233229555865,0.10682233229555865,0.10682233229555865,0.10682233229555865,0.10682233229555865,0.10682233229555865,0.10682233229555865,null,1.8500000000000014,0,0,0,0,0,0,0,0,0,0,0,0,0,0,0,0,0,0,0,0]
[null,null,null,null,null,null,null,null,null,1.8600000000000014,0.10723740255240057,0.10723740255240057,0.10723740255240057,0.10723740255240057,0.10723740255240057,0.10723740255240057,0.10723740255240057,0.10723740255240057,0.10723740255240057,0.10723740255240057,0.10723740255240057,0.10723740255240057,0.10723740255240057,0.10723740255240057,0.10723740255240057,0.10723740255240057,0.10723740255240057,0.10723740255240057,0.10723740255240057,0.10723740255240057,null,1.8600000000000014,0,0,0,0,0,0,0,0,0,0,0,0,0,0,0,0,0,0,0,0]
[null,null,null,null,null,null,null,null,null,1.8700000000000014,0.1076526052840497,0.1076526052840497,0.1076526052840497,0.1076526052840497,0.1076526052840497,0.1076526052840497,0.1076526052840497,0.1076526052840497,0.1076526052840497,0.1076526052840497,0.1076526052840497,0.1076526052840497,0.1076526052840497,0.1076526052840497,0.1076526052840497,0.1076526052840497,0.1076526052840497,0.1076526052840497,0.1076526052840497,0.1076526052840497,null,1.8700000000000014,0,0,0,0,0,0,0,0,0,0,0,0,0,0,0,0,0,0,0,0]
[null,null,null,null,null,null,null,null,null,1.8800000000000014,0.10806794733400854,0.10806794733400854,0.10806794733400854,0.10806794733400854,0.10806794733400854,0.10806794733400854,0.10806794733400854,0.10806794733400854,0.10806794733400854,0.10806794733400854,0.10806794733400854,0.10806794733400854,0.10806794733400854,0.10806794733400854,0.10806794733400854,0.10806794733400854,0.10806794733400854,0.10806794733400854,0.10806794733400854,0.10806794733400854,null,1.8800000000000014,0,0,0,0,0,0,0,0,0,0,0,0,0,0,0,0,0,0,0,0]
[null,null,null,null,null,null,null,null,null,1.8900000000000015,0.10848343555612548,0.10848343555612548,0.10848343555612548,0.10848343555612548,0.10848343555612548,0.10848343555612548,0.10848343555612548,0.10848343555612548,0.10848343555612548,0.10848343555612548,0.10848343555612548,0.10848343555612548,0.10848343555612548,0.10848343555612548,0.10848343555612548,0.10848343555612548,0.10848343555612548,0.10848343555612548,0.10848343555612548,0.10848343555612548,null,1.8900000000000015,0,0,0,0,0,0,0,0,0,0,0,0,0,0,0,0,0,0,0,0]
[null,null,null,null,null,null,null,null,null,1.9000000000000015,0.10889907681459499,0.10889907681459499,0.10889907681459499,0.10889907681459499,0.10889907681459499,0.10889907681459499,0.10889907681459499,0.10889907681459499,0.10889907681459499,0.10889907681459499,0.10889907681459499,0.10889907681459499,0.10889907681459499,0.10889907681459499,0.10889907681459499,0.10889907681459499,0.10889907681459499,0.10889907681459499,0.10889907681459499,0.10889907681459499,null,1.9000000000000015,0,0,0,0,0,0,0,0,0,0,0,0,0,0,0,0,0,0,0,0]
[null,null,null,null,null,null,null,null,null,1.9100000000000015,0.10931487798395745,0.10931487798395745,0.10931487798395745,0.10931487798395745,0.10931487798395745,0.10931487798395745,0.10931487798395745,0.10931487798395745,0.10931487798395745,0.10931487798395745,0.10931487798395745,0.10931487798395745,0.10931487798395745,0.10931487798395745,0.10931487798395745,0.10931487798395745,0.10931487798395745,0.10931487798395745,0.10931487798395745,0.10931487798395745,null,1.9100000000000015,0,0,0,0,0,0,0,0,0,0,0,0,0,0,0,0,0,0,0,0]
[null,null,null,null,null,null,null,null,null,1.9200000000000015,{"$f":"IF(AQ$16=0,0,IF(K$36*$J237^4  +    K$37*$J237^3   +    K$38*$J237^2    +    K$39*$J237   +    K$40>1,1,K$36*$J237^4  +    K$37*$J237^3   +    K$38*$J237^2    +    K$39*$J237   +    K$40))","v":0.10973084594909928},{"$f":"IF(AR$16=0,0,IF(L$36*$J237^4  +    L$37*$J237^3   +    L$38*$J237^2    +    L$39*$J237   +    L$40>1,1,L$36*$J237^4  +    L$37*$J237^3   +    L$38*$J237^2    +    L$39*$J237   +    L$40))","v":0.10973084594909928},{"$f":"IF(AS$16=0,0,IF(M$36*$J237^4  +    M$37*$J237^3   +    M$38*$J237^2    +    M$39*$J237   +    M$40>1,1,M$36*$J237^4  +    M$37*$J237^3   +    M$38*$J237^2    +    M$39*$J237   +    M$40))","v":0.10973084594909928},{"$f":"IF(AT$16=0,0,IF(N$36*$J237^4  +    N$37*$J237^3   +    N$38*$J237^2    +    N$39*$J237   +    N$40>1,1,N$36*$J237^4  +    N$37*$J237^3   +    N$38*$J237^2    +    N$39*$J237   +    N$40))","v":0.10973084594909928},{"$f":"IF(AU$16=0,0,IF(O$36*$J237^4  +    O$37*$J237^3   +    O$38*$J237^2    +    O$39*$J237   +    O$40>1,1,O$36*$J237^4  +    O$37*$J237^3   +    O$38*$J237^2    +    O$39*$J237   +    O$40))","v":0.10973084594909928},{"$f":"IF(AV$16=0,0,IF(P$36*$J237^4  +    P$37*$J237^3   +    P$38*$J237^2    +    P$39*$J237   +    P$40>1,1,P$36*$J237^4  +    P$37*$J237^3   +    P$38*$J237^2    +    P$39*$J237   +    P$40))","v":0.10973084594909928},{"$f":"IF(AW$16=0,0,IF(Q$36*$J237^4  +    Q$37*$J237^3   +    Q$38*$J237^2    +    Q$39*$J237   +    Q$40>1,1,Q$36*$J237^4  +    Q$37*$J237^3   +    Q$38*$J237^2    +    Q$39*$J237   +    Q$40))","v":0.10973084594909928},{"$f":"IF(AX$16=0,0,IF(R$36*$J237^4  +    R$37*$J237^3   +    R$38*$J237^2    +    R$39*$J237   +    R$40>1,1,R$36*$J237^4  +    R$37*$J237^3   +    R$38*$J237^2    +    R$39*$J237   +    R$40))","v":0.10973084594909928},{"$f":"IF(AY$16=0,0,IF(S$36*$J237^4  +    S$37*$J237^3   +    S$38*$J237^2    +    S$39*$J237   +    S$40>1,1,S$36*$J237^4  +    S$37*$J237^3   +    S$38*$J237^2    +    S$39*$J237   +    S$40))","v":0.10973084594909928},{"$f":"IF(AZ$16=0,0,IF(T$36*$J237^4  +    T$37*$J237^3   +    T$38*$J237^2    +    T$39*$J237   +    T$40>1,1,T$36*$J237^4  +    T$37*$J237^3   +    T$38*$J237^2    +    T$39*$J237   +    T$40))","v":0.10973084594909928},{"$f":"IF(BA$16=0,0,IF(U$36*$J237^4  +    U$37*$J237^3   +    U$38*$J237^2    +    U$39*$J237   +    U$40>1,1,U$36*$J237^4  +    U$37*$J237^3   +    U$38*$J237^2    +    U$39*$J237   +    U$40))","v":0.10973084594909928},{"$f":"IF(BB$16=0,0,IF(V$36*$J237^4  +    V$37*$J237^3   +    V$38*$J237^2    +    V$39*$J237   +    V$40>1,1,V$36*$J237^4  +    V$37*$J237^3   +    V$38*$J237^2    +    V$39*$J237   +    V$40))","v":0.10973084594909928},{"$f":"IF(BC$16=0,0,IF(W$36*$J237^4  +    W$37*$J237^3   +    W$38*$J237^2    +    W$39*$J237   +    W$40>1,1,W$36*$J237^4  +    W$37*$J237^3   +    W$38*$J237^2    +    W$39*$J237   +    W$40))","v":0.10973084594909928},{"$f":"IF(BD$16=0,0,IF(X$36*$J237^4  +    X$37*$J237^3   +    X$38*$J237^2    +    X$39*$J237   +    X$40>1,1,X$36*$J237^4  +    X$37*$J237^3   +    X$38*$J237^2    +    X$39*$J237   +    X$40))","v":0.10973084594909928},{"$f":"IF(BE$16=0,0,IF(Y$36*$J237^4  +    Y$37*$J237^3   +    Y$38*$J237^2    +    Y$39*$J237   +    Y$40>1,1,Y$36*$J237^4  +    Y$37*$J237^3   +    Y$38*$J237^2    +    Y$39*$J237   +    Y$40))","v":0.10973084594909928},{"$f":"IF(BF$16=0,0,IF(Z$36*$J237^4  +    Z$37*$J237^3   +    Z$38*$J237^2    +    Z$39*$J237   +    Z$40>1,1,Z$36*$J237^4  +    Z$37*$J237^3   +    Z$38*$J237^2    +    Z$39*$J237   +    Z$40))","v":0.10973084594909928},{"$f":"IF(BG$16=0,0,IF(AA$36*$J237^4  +    AA$37*$J237^3   +    AA$38*$J237^2    +    AA$39*$J237   +    AA$40>1,1,AA$36*$J237^4  +    AA$37*$J237^3   +    AA$38*$J237^2    +    AA$39*$J237   +    AA$40))","v":0.10973084594909928},{"$f":"IF(BH$16=0,0,IF(AB$36*$J237^4  +    AB$37*$J237^3   +    AB$38*$J237^2    +    AB$39*$J237   +    AB$40>1,1,AB$36*$J237^4  +    AB$37*$J237^3   +    AB$38*$J237^2    +    AB$39*$J237   +    AB$40))","v":0.10973084594909928},{"$f":"IF(BI$16=0,0,IF(AC$36*$J237^4  +    AC$37*$J237^3   +    AC$38*$J237^2    +    AC$39*$J237   +    AC$40>1,1,AC$36*$J237^4  +    AC$37*$J237^3   +    AC$38*$J237^2    +    AC$39*$J237   +    AC$40))","v":0.10973084594909928},{"$f":"IF(BJ$16=0,0,IF(AD$36*$J237^4  +    AD$37*$J237^3   +    AD$38*$J237^2    +    AD$39*$J237   +    AD$40>1,1,AD$36*$J237^4  +    AD$37*$J237^3   +    AD$38*$J237^2    +    AD$39*$J237   +    AD$40))","v":0.10973084594909928},null,1.9200000000000015,{"$f":"IF(AG$43<>0,INDEX(K$45:K$1045, MATCH($AF237*(AG$43/24), $J$45:$J$1045)), 0)","v":0},{"$f":"IF(AH$43<>0,INDEX(L$45:L$1045, MATCH($AF237*(AH$43/24), $J$45:$J$1045)), 0)","v":0},{"$f":"IF(AI$43<>0,INDEX(M$45:M$1045, MATCH($AF237*(AI$43/24), $J$45:$J$1045)), 0)","v":0},{"$f":"IF(AJ$43<>0,INDEX(N$45:N$1045, MATCH($AF237*(AJ$43/24), $J$45:$J$1045)), 0)","v":0},{"$f":"IF(AK$43<>0,INDEX(O$45:O$1045, MATCH($AF237*(AK$43/24), $J$45:$J$1045)), 0)","v":0},{"$f":"IF(AL$43<>0,INDEX(P$45:P$1045, MATCH($AF237*(AL$43/24), $J$45:$J$1045)), 0)","v":0},{"$f":"IF(AM$43<>0,INDEX(Q$45:Q$1045, MATCH($AF237*(AM$43/24), $J$45:$J$1045)), 0)","v":0},{"$f":"IF(AN$43<>0,INDEX(R$45:R$1045, MATCH($AF237*(AN$43/24), $J$45:$J$1045)), 0)","v":0},{"$f":"IF(AO$43<>0,INDEX(S$45:S$1045, MATCH($AF237*(AO$43/24), $J$45:$J$1045)), 0)","v":0},{"$f":"IF(AP$43<>0,INDEX(T$45:T$1045, MATCH($AF237*(AP$43/24), $J$45:$J$1045)), 0)","v":0},{"$f":"IF(AQ$43<>0,INDEX(U$45:U$1045, MATCH($AF237*(AQ$43/24), $J$45:$J$1045)), 0)","v":0},{"$f":"IF(AR$43<>0,INDEX(V$45:V$1045, MATCH($AF237*(AR$43/24), $J$45:$J$1045)), 0)","v":0},{"$f":"IF(AS$43<>0,INDEX(W$45:W$1045, MATCH($AF237*(AS$43/24), $J$45:$J$1045)), 0)","v":0},{"$f":"IF(AT$43<>0,INDEX(X$45:X$1045, MATCH($AF237*(AT$43/24), $J$45:$J$1045)), 0)","v":0},{"$f":"IF(AU$43<>0,INDEX(Y$45:Y$1045, MATCH($AF237*(AU$43/24), $J$45:$J$1045)), 0)","v":0},{"$f":"IF(AV$43<>0,INDEX(Z$45:Z$1045, MATCH($AF237*(AV$43/24), $J$45:$J$1045)), 0)","v":0},{"$f":"IF(AW$43<>0,INDEX(AA$45:AA$1045, MATCH($AF237*(AW$43/24), $J$45:$J$1045)), 0)","v":0},{"$f":"IF(AX$43<>0,INDEX(AB$45:AB$1045, MATCH($AF237*(AX$43/24), $J$45:$J$1045)), 0)","v":0},{"$f":"IF(AY$43<>0,INDEX(AC$45:AC$1045, MATCH($AF237*(AY$43/24), $J$45:$J$1045)), 0)","v":0},{"$f":"IF(AZ$43<>0,INDEX(AD$45:AD$1045, MATCH($AF237*(AZ$43/24), $J$45:$J$1045)), 0)","v":0}]
[null,null,null,null,null,null,null,null,null,{"$f":"J237+0.01","v":1.9300000000000015},0.11014698760525292,0.11014698760525292,0.11014698760525292,0.11014698760525292,0.11014698760525292,0.11014698760525292,0.11014698760525292,0.11014698760525292,0.11014698760525292,0.11014698760525292,0.11014698760525292,0.11014698760525292,0.11014698760525292,0.11014698760525292,0.11014698760525292,0.11014698760525292,0.11014698760525292,0.11014698760525292,0.11014698760525292,0.11014698760525292,null,{"$f":"AF237+0.01","v":1.9300000000000015},0,0,0,0,0,0,0,0,0,0,0,0,0,0,0,0,0,0,0,0]
[null,null,null,null,null,null,null,null,null,1.9400000000000015,0.11056330985799674,0.11056330985799674,0.11056330985799674,0.11056330985799674,0.11056330985799674,0.11056330985799674,0.11056330985799674,0.11056330985799674,0.11056330985799674,0.11056330985799674,0.11056330985799674,0.11056330985799674,0.11056330985799674,0.11056330985799674,0.11056330985799674,0.11056330985799674,0.11056330985799674,0.11056330985799674,0.11056330985799674,0.11056330985799674,null,1.9400000000000015,0,0,0,0,0,0,0,0,0,0,0,0,0,0,0,0,0,0,0,0]
[null,null,null,null,null,null,null,null,null,1.9500000000000015,0.11097981962325514,0.11097981962325514,0.11097981962325514,0.11097981962325514,0.11097981962325514,0.11097981962325514,0.11097981962325514,0.11097981962325514,0.11097981962325514,0.11097981962325514,0.11097981962325514,0.11097981962325514,0.11097981962325514,0.11097981962325514,0.11097981962325514,0.11097981962325514,0.11097981962325514,0.11097981962325514,0.11097981962325514,0.11097981962325514,null,1.9500000000000015,0,0,0,0,0,0,0,0,0,0,0,0,0,0,0,0,0,0,0,0]
[null,null,null,null,null,null,null,null,null,1.9600000000000015,0.1113965238272985,0.1113965238272985,0.1113965238272985,0.1113965238272985,0.1113965238272985,0.1113965238272985,0.1113965238272985,0.1113965238272985,0.1113965238272985,0.1113965238272985,0.1113965238272985,0.1113965238272985,0.1113965238272985,0.1113965238272985,0.1113965238272985,0.1113965238272985,0.1113965238272985,0.1113965238272985,0.1113965238272985,0.1113965238272985,null,1.9600000000000015,0,0,0,0,0,0,0,0,0,0,0,0,0,0,0,0,0,0,0,0]
[null,null,null,null,null,null,null,null,null,1.9700000000000015,0.11181342940674321,0.11181342940674321,0.11181342940674321,0.11181342940674321,0.11181342940674321,0.11181342940674321,0.11181342940674321,0.11181342940674321,0.11181342940674321,0.11181342940674321,0.11181342940674321,0.11181342940674321,0.11181342940674321,0.11181342940674321,0.11181342940674321,0.11181342940674321,0.11181342940674321,0.11181342940674321,0.11181342940674321,0.11181342940674321,null,1.9700000000000015,0,0,0,0,0,0,0,0,0,0,0,0,0,0,0,0,0,0,0,0]
[null,null,null,null,null,null,null,null,null,1.9800000000000015,0.11223054330855164,0.11223054330855164,0.11223054330855164,0.11223054330855164,0.11223054330855164,0.11223054330855164,0.11223054330855164,0.11223054330855164,0.11223054330855164,0.11223054330855164,0.11223054330855164,0.11223054330855164,0.11223054330855164,0.11223054330855164,0.11223054330855164,0.11223054330855164,0.11223054330855164,0.11223054330855164,0.11223054330855164,0.11223054330855164,null,1.9800000000000015,0,0,0,0,0,0,0,0,0,0,0,0,0,0,0,0,0,0,0,0]
[null,null,null,null,null,null,null,null,null,1.9900000000000015,0.11264787249003215,0.11264787249003215,0.11264787249003215,0.11264787249003215,0.11264787249003215,0.11264787249003215,0.11264787249003215,0.11264787249003215,0.11264787249003215,0.11264787249003215,0.11264787249003215,0.11264787249003215,0.11264787249003215,0.11264787249003215,0.11264787249003215,0.11264787249003215,0.11264787249003215,0.11264787249003215,0.11264787249003215,0.11264787249003215,null,1.9900000000000015,0,0,0,0,0,0,0,0,0,0,0,0,0,0,0,0,0,0,0,0]
[null,null,null,null,null,null,null,null,null,2.0000000000000013,0.1130654239188391,0.1130654239188391,0.1130654239188391,0.1130654239188391,0.1130654239188391,0.1130654239188391,0.1130654239188391,0.1130654239188391,0.1130654239188391,0.1130654239188391,0.1130654239188391,0.1130654239188391,0.1130654239188391,0.1130654239188391,0.1130654239188391,0.1130654239188391,0.1130654239188391,0.1130654239188391,0.1130654239188391,0.1130654239188391,null,2.0000000000000013,0,0,0,0,0,0,0,0,0,0,0,0,0,0,0,0,0,0,0,0]
[null,null,null,null,null,null,null,null,null,2.0100000000000011,0.11348320457297283,0.11348320457297283,0.11348320457297283,0.11348320457297283,0.11348320457297283,0.11348320457297283,0.11348320457297283,0.11348320457297283,0.11348320457297283,0.11348320457297283,0.11348320457297283,0.11348320457297283,0.11348320457297283,0.11348320457297283,0.11348320457297283,0.11348320457297283,0.11348320457297283,0.11348320457297283,0.11348320457297283,0.11348320457297283,null,2.0100000000000011,0,0,0,0,0,0,0,0,0,0,0,0,0,0,0,0,0,0,0,0]
[null,null,null,null,null,null,null,null,null,2.0200000000000009,0.11390122144077967,0.11390122144077967,0.11390122144077967,0.11390122144077967,0.11390122144077967,0.11390122144077967,0.11390122144077967,0.11390122144077967,0.11390122144077967,0.11390122144077967,0.11390122144077967,0.11390122144077967,0.11390122144077967,0.11390122144077967,0.11390122144077967,0.11390122144077967,0.11390122144077967,0.11390122144077967,0.11390122144077967,0.11390122144077967,null,2.0200000000000009,0,0,0,0,0,0,0,0,0,0,0,0,0,0,0,0,0,0,0,0]
[null,null,null,null,null,null,null,null,null,2.0300000000000007,0.11431948152095202,0.11431948152095202,0.11431948152095202,0.11431948152095202,0.11431948152095202,0.11431948152095202,0.11431948152095202,0.11431948152095202,0.11431948152095202,0.11431948152095202,0.11431948152095202,0.11431948152095202,0.11431948152095202,0.11431948152095202,0.11431948152095202,0.11431948152095202,0.11431948152095202,0.11431948152095202,0.11431948152095202,0.11431948152095202,null,2.0300000000000007,0,0,0,0,0,0,0,0,0,0,0,0,0,0,0,0,0,0,0,0]
[null,null,null,null,null,null,null,null,null,2.0400000000000005,0.11473799182252814,0.11473799182252814,0.11473799182252814,0.11473799182252814,0.11473799182252814,0.11473799182252814,0.11473799182252814,0.11473799182252814,0.11473799182252814,0.11473799182252814,0.11473799182252814,0.11473799182252814,0.11473799182252814,0.11473799182252814,0.11473799182252814,0.11473799182252814,0.11473799182252814,0.11473799182252814,0.11473799182252814,0.11473799182252814,null,2.0400000000000005,0,0,0,0,0,0,0,0,0,0,0,0,0,0,0,0,0,0,0,0]
[null,null,null,null,null,null,null,null,null,2.0500000000000003,0.11515675936489241,0.11515675936489241,0.11515675936489241,0.11515675936489241,0.11515675936489241,0.11515675936489241,0.11515675936489241,0.11515675936489241,0.11515675936489241,0.11515675936489241,0.11515675936489241,0.11515675936489241,0.11515675936489241,0.11515675936489241,0.11515675936489241,0.11515675936489241,0.11515675936489241,0.11515675936489241,0.11515675936489241,0.11515675936489241,null,2.0500000000000003,0,0,0,0,0,0,0,0,0,0,0,0,0,0,0,0,0,0,0,0]
[null,null,null,null,null,null,null,null,null,2.06,0.1155757911777751,0.1155757911777751,0.1155757911777751,0.1155757911777751,0.1155757911777751,0.1155757911777751,0.1155757911777751,0.1155757911777751,0.1155757911777751,0.1155757911777751,0.1155757911777751,0.1155757911777751,0.1155757911777751,0.1155757911777751,0.1155757911777751,0.1155757911777751,0.1155757911777751,0.1155757911777751,0.1155757911777751,0.1155757911777751,null,2.06,0,0,0,0,0,0,0,0,0,0,0,0,0,0,0,0,0,0,0,0]
[null,null,null,null,null,null,null,null,null,2.0699999999999998,0.11599509430125253,0.11599509430125253,0.11599509430125253,0.11599509430125253,0.11599509430125253,0.11599509430125253,0.11599509430125253,0.11599509430125253,0.11599509430125253,0.11599509430125253,0.11599509430125253,0.11599509430125253,0.11599509430125253,0.11599509430125253,0.11599509430125253,0.11599509430125253,0.11599509430125253,0.11599509430125253,0.11599509430125253,0.11599509430125253,null,2.0699999999999998,0,0,0,0,0,0,0,0,0,0,0,0,0,0,0,0,0,0,0,0]
[null,null,null,null,null,null,null,null,null,2.0799999999999996,0.116414675785747,0.116414675785747,0.116414675785747,0.116414675785747,0.116414675785747,0.116414675785747,0.116414675785747,0.116414675785747,0.116414675785747,0.116414675785747,0.116414675785747,0.116414675785747,0.116414675785747,0.116414675785747,0.116414675785747,0.116414675785747,0.116414675785747,0.116414675785747,0.116414675785747,0.116414675785747,null,2.0799999999999996,0,0,0,0,0,0,0,0,0,0,0,0,0,0,0,0,0,0,0,0]
[null,null,null,null,null,null,null,null,null,2.0899999999999994,0.11683454269202682,0.11683454269202682,0.11683454269202682,0.11683454269202682,0.11683454269202682,0.11683454269202682,0.11683454269202682,0.11683454269202682,0.11683454269202682,0.11683454269202682,0.11683454269202682,0.11683454269202682,0.11683454269202682,0.11683454269202682,0.11683454269202682,0.11683454269202682,0.11683454269202682,0.11683454269202682,0.11683454269202682,0.11683454269202682,null,2.0899999999999994,0,0,0,0,0,0,0,0,0,0,0,0,0,0,0,0,0,0,0,0]
[null,null,null,null,null,null,null,null,null,2.0999999999999992,0.11725470209120627,0.11725470209120627,0.11725470209120627,0.11725470209120627,0.11725470209120627,0.11725470209120627,0.11725470209120627,0.11725470209120627,0.11725470209120627,0.11725470209120627,0.11725470209120627,0.11725470209120627,0.11725470209120627,0.11725470209120627,0.11725470209120627,0.11725470209120627,0.11725470209120627,0.11725470209120627,0.11725470209120627,0.11725470209120627,null,2.0999999999999992,0,0,0,0,0,0,0,0,0,0,0,0,0,0,0,0,0,0,0,0]
[null,null,null,null,null,null,null,null,null,2.109999999999999,0.11767516106474563,0.11767516106474563,0.11767516106474563,0.11767516106474563,0.11767516106474563,0.11767516106474563,0.11767516106474563,0.11767516106474563,0.11767516106474563,0.11767516106474563,0.11767516106474563,0.11767516106474563,0.11767516106474563,0.11767516106474563,0.11767516106474563,0.11767516106474563,0.11767516106474563,0.11767516106474563,0.11767516106474563,0.11767516106474563,null,2.109999999999999,0,0,0,0,0,0,0,0,0,0,0,0,0,0,0,0,0,0,0,0]
[null,null,null,null,null,null,null,null,null,2.1199999999999988,0.11809592670445117,0.11809592670445117,0.11809592670445117,0.11809592670445117,0.11809592670445117,0.11809592670445117,0.11809592670445117,0.11809592670445117,0.11809592670445117,0.11809592670445117,0.11809592670445117,0.11809592670445117,0.11809592670445117,0.11809592670445117,0.11809592670445117,0.11809592670445117,0.11809592670445117,0.11809592670445117,0.11809592670445117,0.11809592670445117,null,2.1199999999999988,0,0,0,0,0,0,0,0,0,0,0,0,0,0,0,0,0,0,0,0]
[null,null,null,null,null,null,null,null,null,2.1299999999999986,0.11851700611247513,0.11851700611247513,0.11851700611247513,0.11851700611247513,0.11851700611247513,0.11851700611247513,0.11851700611247513,0.11851700611247513,0.11851700611247513,0.11851700611247513,0.11851700611247513,0.11851700611247513,0.11851700611247513,0.11851700611247513,0.11851700611247513,0.11851700611247513,0.11851700611247513,0.11851700611247513,0.11851700611247513,0.11851700611247513,null,2.1299999999999986,0,0,0,0,0,0,0,0,0,0,0,0,0,0,0,0,0,0,0,0]
[null,null,null,null,null,null,null,null,null,2.1399999999999983,0.11893840640131582,0.11893840640131582,0.11893840640131582,0.11893840640131582,0.11893840640131582,0.11893840640131582,0.11893840640131582,0.11893840640131582,0.11893840640131582,0.11893840640131582,0.11893840640131582,0.11893840640131582,0.11893840640131582,0.11893840640131582,0.11893840640131582,0.11893840640131582,0.11893840640131582,0.11893840640131582,0.11893840640131582,0.11893840640131582,null,2.1399999999999983,0,0,0,0,0,0,0,0,0,0,0,0,0,0,0,0,0,0,0,0]
[null,null,null,null,null,null,null,null,null,2.1499999999999981,0.11936013469381745,0.11936013469381745,0.11936013469381745,0.11936013469381745,0.11936013469381745,0.11936013469381745,0.11936013469381745,0.11936013469381745,0.11936013469381745,0.11936013469381745,0.11936013469381745,0.11936013469381745,0.11936013469381745,0.11936013469381745,0.11936013469381745,0.11936013469381745,0.11936013469381745,0.11936013469381745,0.11936013469381745,0.11936013469381745,null,2.1499999999999981,0,0,0,0,0,0,0,0,0,0,0,0,0,0,0,0,0,0,0,0]
[null,null,null,null,null,null,null,null,null,2.1599999999999979,0.1197821981231703,0.1197821981231703,0.1197821981231703,0.1197821981231703,0.1197821981231703,0.1197821981231703,0.1197821981231703,0.1197821981231703,0.1197821981231703,0.1197821981231703,0.1197821981231703,0.1197821981231703,0.1197821981231703,0.1197821981231703,0.1197821981231703,0.1197821981231703,0.1197821981231703,0.1197821981231703,0.1197821981231703,0.1197821981231703,null,2.1599999999999979,0,0,0,0,0,0,0,0,0,0,0,0,0,0,0,0,0,0,0,0]
[null,null,null,null,null,null,null,null,null,2.1699999999999977,0.12020460383291058,0.12020460383291058,0.12020460383291058,0.12020460383291058,0.12020460383291058,0.12020460383291058,0.12020460383291058,0.12020460383291058,0.12020460383291058,0.12020460383291058,0.12020460383291058,0.12020460383291058,0.12020460383291058,0.12020460383291058,0.12020460383291058,0.12020460383291058,0.12020460383291058,0.12020460383291058,0.12020460383291058,0.12020460383291058,null,2.1699999999999977,0,0,0,0,0,0,0,0,0,0,0,0,0,0,0,0,0,0,0,0]
[null,null,null,null,null,null,null,null,null,2.1799999999999975,0.12062735897692052,0.12062735897692052,0.12062735897692052,0.12062735897692052,0.12062735897692052,0.12062735897692052,0.12062735897692052,0.12062735897692052,0.12062735897692052,0.12062735897692052,0.12062735897692052,0.12062735897692052,0.12062735897692052,0.12062735897692052,0.12062735897692052,0.12062735897692052,0.12062735897692052,0.12062735897692052,0.12062735897692052,0.12062735897692052,null,2.1799999999999975,0,0,0,0,0,0,0,0,0,0,0,0,0,0,0,0,0,0,0,0]
[null,null,null,null,null,null,null,null,null,2.1899999999999973,0.12105047071942837,0.12105047071942837,0.12105047071942837,0.12105047071942837,0.12105047071942837,0.12105047071942837,0.12105047071942837,0.12105047071942837,0.12105047071942837,0.12105047071942837,0.12105047071942837,0.12105047071942837,0.12105047071942837,0.12105047071942837,0.12105047071942837,0.12105047071942837,0.12105047071942837,0.12105047071942837,0.12105047071942837,0.12105047071942837,null,2.1899999999999973,0,0,0,0,0,0,0,0,0,0,0,0,0,0,0,0,0,0,0,0]
[null,null,null,null,null,null,null,null,null,2.1999999999999971,0.12147394623500832,0.12147394623500832,0.12147394623500832,0.12147394623500832,0.12147394623500832,0.12147394623500832,0.12147394623500832,0.12147394623500832,0.12147394623500832,0.12147394623500832,0.12147394623500832,0.12147394623500832,0.12147394623500832,0.12147394623500832,0.12147394623500832,0.12147394623500832,0.12147394623500832,0.12147394623500832,0.12147394623500832,0.12147394623500832,null,2.1999999999999971,0,0,0,0,0,0,0,0,0,0,0,0,0,0,0,0,0,0,0,0]
[null,null,null,null,null,null,null,null,null,2.2099999999999969,0.12189779270858057,0.12189779270858057,0.12189779270858057,0.12189779270858057,0.12189779270858057,0.12189779270858057,0.12189779270858057,0.12189779270858057,0.12189779270858057,0.12189779270858057,0.12189779270858057,0.12189779270858057,0.12189779270858057,0.12189779270858057,0.12189779270858057,0.12189779270858057,0.12189779270858057,0.12189779270858057,0.12189779270858057,0.12189779270858057,null,2.2099999999999969,0,0,0,0,0,0,0,0,0,0,0,0,0,0,0,0,0,0,0,0]
[null,null,null,null,null,null,null,null,null,2.2199999999999966,0.12232201733541137,0.12232201733541137,0.12232201733541137,0.12232201733541137,0.12232201733541137,0.12232201733541137,0.12232201733541137,0.12232201733541137,0.12232201733541137,0.12232201733541137,0.12232201733541137,0.12232201733541137,0.12232201733541137,0.12232201733541137,0.12232201733541137,0.12232201733541137,0.12232201733541137,0.12232201733541137,0.12232201733541137,0.12232201733541137,null,2.2199999999999966,0,0,0,0,0,0,0,0,0,0,0,0,0,0,0,0,0,0,0,0]
[null,null,null,null,null,null,null,null,null,2.2299999999999964,0.12274662732111287,0.12274662732111287,0.12274662732111287,0.12274662732111287,0.12274662732111287,0.12274662732111287,0.12274662732111287,0.12274662732111287,0.12274662732111287,0.12274662732111287,0.12274662732111287,0.12274662732111287,0.12274662732111287,0.12274662732111287,0.12274662732111287,0.12274662732111287,0.12274662732111287,0.12274662732111287,0.12274662732111287,0.12274662732111287,null,2.2299999999999964,0,0,0,0,0,0,0,0,0,0,0,0,0,0,0,0,0,0,0,0]
[null,null,null,null,null,null,null,null,null,2.2399999999999962,0.12317162988164328,0.12317162988164328,0.12317162988164328,0.12317162988164328,0.12317162988164328,0.12317162988164328,0.12317162988164328,0.12317162988164328,0.12317162988164328,0.12317162988164328,0.12317162988164328,0.12317162988164328,0.12317162988164328,0.12317162988164328,0.12317162988164328,0.12317162988164328,0.12317162988164328,0.12317162988164328,0.12317162988164328,0.12317162988164328,null,2.2399999999999962,0,0,0,0,0,0,0,0,0,0,0,0,0,0,0,0,0,0,0,0]
[null,null,null,null,null,null,null,null,null,2.249999999999996,0.12359703224330676,0.12359703224330676,0.12359703224330676,0.12359703224330676,0.12359703224330676,0.12359703224330676,0.12359703224330676,0.12359703224330676,0.12359703224330676,0.12359703224330676,0.12359703224330676,0.12359703224330676,0.12359703224330676,0.12359703224330676,0.12359703224330676,0.12359703224330676,0.12359703224330676,0.12359703224330676,0.12359703224330676,0.12359703224330676,null,2.249999999999996,0,0,0,0,0,0,0,0,0,0,0,0,0,0,0,0,0,0,0,0]
[null,null,null,null,null,null,null,null,null,2.2599999999999958,0.12402284164275353,0.12402284164275353,0.12402284164275353,0.12402284164275353,0.12402284164275353,0.12402284164275353,0.12402284164275353,0.12402284164275353,0.12402284164275353,0.12402284164275353,0.12402284164275353,0.12402284164275353,0.12402284164275353,0.12402284164275353,0.12402284164275353,0.12402284164275353,0.12402284164275353,0.12402284164275353,0.12402284164275353,0.12402284164275353,null,2.2599999999999958,0,0,0,0,0,0,0,0,0,0,0,0,0,0,0,0,0,0,0,0]
[null,null,null,null,null,null,null,null,null,2.2699999999999956,0.1244490653269797,0.1244490653269797,0.1244490653269797,0.1244490653269797,0.1244490653269797,0.1244490653269797,0.1244490653269797,0.1244490653269797,0.1244490653269797,0.1244490653269797,0.1244490653269797,0.1244490653269797,0.1244490653269797,0.1244490653269797,0.1244490653269797,0.1244490653269797,0.1244490653269797,0.1244490653269797,0.1244490653269797,0.1244490653269797,null,2.2699999999999956,0,0,0,0,0,0,0,0,0,0,0,0,0,0,0,0,0,0,0,0]
[null,null,null,null,null,null,null,null,null,2.2799999999999954,0.12487571055332747,0.12487571055332747,0.12487571055332747,0.12487571055332747,0.12487571055332747,0.12487571055332747,0.12487571055332747,0.12487571055332747,0.12487571055332747,0.12487571055332747,0.12487571055332747,0.12487571055332747,0.12487571055332747,0.12487571055332747,0.12487571055332747,0.12487571055332747,0.12487571055332747,0.12487571055332747,0.12487571055332747,0.12487571055332747,null,2.2799999999999954,0,0,0,0,0,0,0,0,0,0,0,0,0,0,0,0,0,0,0,0]
[null,null,null,null,null,null,null,null,null,2.2899999999999952,0.12530278458948496,0.12530278458948496,0.12530278458948496,0.12530278458948496,0.12530278458948496,0.12530278458948496,0.12530278458948496,0.12530278458948496,0.12530278458948496,0.12530278458948496,0.12530278458948496,0.12530278458948496,0.12530278458948496,0.12530278458948496,0.12530278458948496,0.12530278458948496,0.12530278458948496,0.12530278458948496,0.12530278458948496,0.12530278458948496,null,2.2899999999999952,0,0,0,0,0,0,0,0,0,0,0,0,0,0,0,0,0,0,0,0]
[null,null,null,null,null,null,null,null,null,2.2999999999999949,0.12573029471348635,0.12573029471348635,0.12573029471348635,0.12573029471348635,0.12573029471348635,0.12573029471348635,0.12573029471348635,0.12573029471348635,0.12573029471348635,0.12573029471348635,0.12573029471348635,0.12573029471348635,0.12573029471348635,0.12573029471348635,0.12573029471348635,0.12573029471348635,0.12573029471348635,0.12573029471348635,0.12573029471348635,0.12573029471348635,null,2.2999999999999949,0,0,0,0,0,0,0,0,0,0,0,0,0,0,0,0,0,0,0,0]
[null,null,null,null,null,null,null,null,null,2.3099999999999947,0.12615824821371174,0.12615824821371174,0.12615824821371174,0.12615824821371174,0.12615824821371174,0.12615824821371174,0.12615824821371174,0.12615824821371174,0.12615824821371174,0.12615824821371174,0.12615824821371174,0.12615824821371174,0.12615824821371174,0.12615824821371174,0.12615824821371174,0.12615824821371174,0.12615824821371174,0.12615824821371174,0.12615824821371174,0.12615824821371174,null,2.3099999999999947,0,0,0,0,0,0,0,0,0,0,0,0,0,0,0,0,0,0,0,0]
[null,null,null,null,null,null,null,null,null,2.3199999999999945,0.12658665238888733,0.12658665238888733,0.12658665238888733,0.12658665238888733,0.12658665238888733,0.12658665238888733,0.12658665238888733,0.12658665238888733,0.12658665238888733,0.12658665238888733,0.12658665238888733,0.12658665238888733,0.12658665238888733,0.12658665238888733,0.12658665238888733,0.12658665238888733,0.12658665238888733,0.12658665238888733,0.12658665238888733,0.12658665238888733,null,2.3199999999999945,0,0,0,0,0,0,0,0,0,0,0,0,0,0,0,0,0,0,0,0]
[null,null,null,null,null,null,null,null,null,2.3299999999999943,0.12701551454808518,0.12701551454808518,0.12701551454808518,0.12701551454808518,0.12701551454808518,0.12701551454808518,0.12701551454808518,0.12701551454808518,0.12701551454808518,0.12701551454808518,0.12701551454808518,0.12701551454808518,0.12701551454808518,0.12701551454808518,0.12701551454808518,0.12701551454808518,0.12701551454808518,0.12701551454808518,0.12701551454808518,0.12701551454808518,null,2.3299999999999943,0,0,0,0,0,0,0,0,0,0,0,0,0,0,0,0,0,0,0,0]
[null,null,null,null,null,null,null,null,null,2.3399999999999941,0.12744484201072342,0.12744484201072342,0.12744484201072342,0.12744484201072342,0.12744484201072342,0.12744484201072342,0.12744484201072342,0.12744484201072342,0.12744484201072342,0.12744484201072342,0.12744484201072342,0.12744484201072342,0.12744484201072342,0.12744484201072342,0.12744484201072342,0.12744484201072342,0.12744484201072342,0.12744484201072342,0.12744484201072342,0.12744484201072342,null,2.3399999999999941,0,0,0,0,0,0,0,0,0,0,0,0,0,0,0,0,0,0,0,0]
[null,null,null,null,null,null,null,null,null,2.3499999999999939,0.12787464210656618,0.12787464210656618,0.12787464210656618,0.12787464210656618,0.12787464210656618,0.12787464210656618,0.12787464210656618,0.12787464210656618,0.12787464210656618,0.12787464210656618,0.12787464210656618,0.12787464210656618,0.12787464210656618,0.12787464210656618,0.12787464210656618,0.12787464210656618,0.12787464210656618,0.12787464210656618,0.12787464210656618,0.12787464210656618,null,2.3499999999999939,0,0,0,0,0,0,0,0,0,0,0,0,0,0,0,0,0,0,0,0]
[null,null,null,null,null,null,null,null,null,2.3599999999999937,0.12830492217572353,0.12830492217572353,0.12830492217572353,0.12830492217572353,0.12830492217572353,0.12830492217572353,0.12830492217572353,0.12830492217572353,0.12830492217572353,0.12830492217572353,0.12830492217572353,0.12830492217572353,0.12830492217572353,0.12830492217572353,0.12830492217572353,0.12830492217572353,0.12830492217572353,0.12830492217572353,0.12830492217572353,0.12830492217572353,null,2.3599999999999937,0,0,0,0,0,0,0,0,0,0,0,0,0,0,0,0,0,0,0,0]
[null,null,null,null,null,null,null,null,null,2.3699999999999934,0.12873568956865161,0.12873568956865161,0.12873568956865161,0.12873568956865161,0.12873568956865161,0.12873568956865161,0.12873568956865161,0.12873568956865161,0.12873568956865161,0.12873568956865161,0.12873568956865161,0.12873568956865161,0.12873568956865161,0.12873568956865161,0.12873568956865161,0.12873568956865161,0.12873568956865161,0.12873568956865161,0.12873568956865161,0.12873568956865161,null,2.3699999999999934,0,0,0,0,0,0,0,0,0,0,0,0,0,0,0,0,0,0,0,0]
[null,null,null,null,null,null,null,null,null,2.3799999999999932,0.12916695164615249,0.12916695164615249,0.12916695164615249,0.12916695164615249,0.12916695164615249,0.12916695164615249,0.12916695164615249,0.12916695164615249,0.12916695164615249,0.12916695164615249,0.12916695164615249,0.12916695164615249,0.12916695164615249,0.12916695164615249,0.12916695164615249,0.12916695164615249,0.12916695164615249,0.12916695164615249,0.12916695164615249,0.12916695164615249,null,2.3799999999999932,0,0,0,0,0,0,0,0,0,0,0,0,0,0,0,0,0,0,0,0]
[null,null,null,null,null,null,null,null,null,2.389999999999993,0.12959871577937426,0.12959871577937426,0.12959871577937426,0.12959871577937426,0.12959871577937426,0.12959871577937426,0.12959871577937426,0.12959871577937426,0.12959871577937426,0.12959871577937426,0.12959871577937426,0.12959871577937426,0.12959871577937426,0.12959871577937426,0.12959871577937426,0.12959871577937426,0.12959871577937426,0.12959871577937426,0.12959871577937426,0.12959871577937426,null,2.389999999999993,0,0,0,0,0,0,0,0,0,0,0,0,0,0,0,0,0,0,0,0]
[null,null,null,null,null,null,null,null,null,2.3999999999999928,0.13003098934981097,0.13003098934981097,0.13003098934981097,0.13003098934981097,0.13003098934981097,0.13003098934981097,0.13003098934981097,0.13003098934981097,0.13003098934981097,0.13003098934981097,0.13003098934981097,0.13003098934981097,0.13003098934981097,0.13003098934981097,0.13003098934981097,0.13003098934981097,0.13003098934981097,0.13003098934981097,0.13003098934981097,0.13003098934981097,null,2.3999999999999928,0,0,0,0,0,0,0,0,0,0,0,0,0,0,0,0,0,0,0,0]
[null,null,null,null,null,null,null,null,null,2.4099999999999926,0.13046377974930271,0.13046377974930271,0.13046377974930271,0.13046377974930271,0.13046377974930271,0.13046377974930271,0.13046377974930271,0.13046377974930271,0.13046377974930271,0.13046377974930271,0.13046377974930271,0.13046377974930271,0.13046377974930271,0.13046377974930271,0.13046377974930271,0.13046377974930271,0.13046377974930271,0.13046377974930271,0.13046377974930271,0.13046377974930271,null,2.4099999999999926,0,0,0,0,0,0,0,0,0,0,0,0,0,0,0,0,0,0,0,0]
[null,null,null,null,null,null,null,null,null,2.4199999999999924,0.13089709438003552,0.13089709438003552,0.13089709438003552,0.13089709438003552,0.13089709438003552,0.13089709438003552,0.13089709438003552,0.13089709438003552,0.13089709438003552,0.13089709438003552,0.13089709438003552,0.13089709438003552,0.13089709438003552,0.13089709438003552,0.13089709438003552,0.13089709438003552,0.13089709438003552,0.13089709438003552,0.13089709438003552,0.13089709438003552,null,2.4199999999999924,0,0,0,0,0,0,0,0,0,0,0,0,0,0,0,0,0,0,0,0]
[null,null,null,null,null,null,null,null,null,2.4299999999999922,0.13133094065454148,0.13133094065454148,0.13133094065454148,0.13133094065454148,0.13133094065454148,0.13133094065454148,0.13133094065454148,0.13133094065454148,0.13133094065454148,0.13133094065454148,0.13133094065454148,0.13133094065454148,0.13133094065454148,0.13133094065454148,0.13133094065454148,0.13133094065454148,0.13133094065454148,0.13133094065454148,0.13133094065454148,0.13133094065454148,null,2.4299999999999922,0,0,0,0,0,0,0,0,0,0,0,0,0,0,0,0,0,0,0,0]
[null,null,null,null,null,null,null,null,null,2.439999999999992,0.13176532599569862,0.13176532599569862,0.13176532599569862,0.13176532599569862,0.13176532599569862,0.13176532599569862,0.13176532599569862,0.13176532599569862,0.13176532599569862,0.13176532599569862,0.13176532599569862,0.13176532599569862,0.13176532599569862,0.13176532599569862,0.13176532599569862,0.13176532599569862,0.13176532599569862,0.13176532599569862,0.13176532599569862,0.13176532599569862,null,2.439999999999992,0,0,0,0,0,0,0,0,0,0,0,0,0,0,0,0,0,0,0,0]
[null,null,null,null,null,null,null,null,null,2.4499999999999917,0.13220025783673101,0.13220025783673101,0.13220025783673101,0.13220025783673101,0.13220025783673101,0.13220025783673101,0.13220025783673101,0.13220025783673101,0.13220025783673101,0.13220025783673101,0.13220025783673101,0.13220025783673101,0.13220025783673101,0.13220025783673101,0.13220025783673101,0.13220025783673101,0.13220025783673101,0.13220025783673101,0.13220025783673101,0.13220025783673101,null,2.4499999999999917,0,0,0,0,0,0,0,0,0,0,0,0,0,0,0,0,0,0,0,0]
[null,null,null,null,null,null,null,null,null,2.4599999999999915,0.13263574362120864,0.13263574362120864,0.13263574362120864,0.13263574362120864,0.13263574362120864,0.13263574362120864,0.13263574362120864,0.13263574362120864,0.13263574362120864,0.13263574362120864,0.13263574362120864,0.13263574362120864,0.13263574362120864,0.13263574362120864,0.13263574362120864,0.13263574362120864,0.13263574362120864,0.13263574362120864,0.13263574362120864,0.13263574362120864,null,2.4599999999999915,0,0,0,0,0,0,0,0,0,0,0,0,0,0,0,0,0,0,0,0]
[null,null,null,null,null,null,null,null,null,2.4699999999999913,0.13307179080304757,0.13307179080304757,0.13307179080304757,0.13307179080304757,0.13307179080304757,0.13307179080304757,0.13307179080304757,0.13307179080304757,0.13307179080304757,0.13307179080304757,0.13307179080304757,0.13307179080304757,0.13307179080304757,0.13307179080304757,0.13307179080304757,0.13307179080304757,0.13307179080304757,0.13307179080304757,0.13307179080304757,0.13307179080304757,null,2.4699999999999913,0,0,0,0,0,0,0,0,0,0,0,0,0,0,0,0,0,0,0,0]
[null,null,null,null,null,null,null,null,null,2.4799999999999911,0.13350840684650978,0.13350840684650978,0.13350840684650978,0.13350840684650978,0.13350840684650978,0.13350840684650978,0.13350840684650978,0.13350840684650978,0.13350840684650978,0.13350840684650978,0.13350840684650978,0.13350840684650978,0.13350840684650978,0.13350840684650978,0.13350840684650978,0.13350840684650978,0.13350840684650978,0.13350840684650978,0.13350840684650978,0.13350840684650978,null,2.4799999999999911,0,0,0,0,0,0,0,0,0,0,0,0,0,0,0,0,0,0,0,0]
[null,null,null,null,null,null,null,null,null,2.4899999999999909,0.1339455992262033,0.1339455992262033,0.1339455992262033,0.1339455992262033,0.1339455992262033,0.1339455992262033,0.1339455992262033,0.1339455992262033,0.1339455992262033,0.1339455992262033,0.1339455992262033,0.1339455992262033,0.1339455992262033,0.1339455992262033,0.1339455992262033,0.1339455992262033,0.1339455992262033,0.1339455992262033,0.1339455992262033,0.1339455992262033,null,2.4899999999999909,0,0,0,0,0,0,0,0,0,0,0,0,0,0,0,0,0,0,0,0]
[null,null,null,null,null,null,null,null,null,2.4999999999999907,0.13438337542708217,0.13438337542708217,0.13438337542708217,0.13438337542708217,0.13438337542708217,0.13438337542708217,0.13438337542708217,0.13438337542708217,0.13438337542708217,0.13438337542708217,0.13438337542708217,0.13438337542708217,0.13438337542708217,0.13438337542708217,0.13438337542708217,0.13438337542708217,0.13438337542708217,0.13438337542708217,0.13438337542708217,0.13438337542708217,null,2.4999999999999907,0,0,0,0,0,0,0,0,0,0,0,0,0,0,0,0,0,0,0,0]
[null,null,null,null,null,null,null,null,null,2.5099999999999905,0.13482174294444638,0.13482174294444638,0.13482174294444638,0.13482174294444638,0.13482174294444638,0.13482174294444638,0.13482174294444638,0.13482174294444638,0.13482174294444638,0.13482174294444638,0.13482174294444638,0.13482174294444638,0.13482174294444638,0.13482174294444638,0.13482174294444638,0.13482174294444638,0.13482174294444638,0.13482174294444638,0.13482174294444638,0.13482174294444638,null,2.5099999999999905,0,0,0,0,0,0,0,0,0,0,0,0,0,0,0,0,0,0,0,0]
[null,null,null,null,null,null,null,null,null,2.5199999999999902,0.13526070928394185,0.13526070928394185,0.13526070928394185,0.13526070928394185,0.13526070928394185,0.13526070928394185,0.13526070928394185,0.13526070928394185,0.13526070928394185,0.13526070928394185,0.13526070928394185,0.13526070928394185,0.13526070928394185,0.13526070928394185,0.13526070928394185,0.13526070928394185,0.13526070928394185,0.13526070928394185,0.13526070928394185,0.13526070928394185,null,2.5199999999999902,0,0,0,0,0,0,0,0,0,0,0,0,0,0,0,0,0,0,0,0]
[null,null,null,null,null,null,null,null,null,2.52999999999999,0.13570028196156064,0.13570028196156064,0.13570028196156064,0.13570028196156064,0.13570028196156064,0.13570028196156064,0.13570028196156064,0.13570028196156064,0.13570028196156064,0.13570028196156064,0.13570028196156064,0.13570028196156064,0.13570028196156064,0.13570028196156064,0.13570028196156064,0.13570028196156064,0.13570028196156064,0.13570028196156064,0.13570028196156064,0.13570028196156064,null,2.52999999999999,0,0,0,0,0,0,0,0,0,0,0,0,0,0,0,0,0,0,0,0]
[null,null,null,null,null,null,null,null,null,2.5399999999999898,0.1361404685036407,0.1361404685036407,0.1361404685036407,0.1361404685036407,0.1361404685036407,0.1361404685036407,0.1361404685036407,0.1361404685036407,0.1361404685036407,0.1361404685036407,0.1361404685036407,0.1361404685036407,0.1361404685036407,0.1361404685036407,0.1361404685036407,0.1361404685036407,0.1361404685036407,0.1361404685036407,0.1361404685036407,0.1361404685036407,null,2.5399999999999898,0,0,0,0,0,0,0,0,0,0,0,0,0,0,0,0,0,0,0,0]
[null,null,null,null,null,null,null,null,null,2.5499999999999896,0.13658127644686596,0.13658127644686596,0.13658127644686596,0.13658127644686596,0.13658127644686596,0.13658127644686596,0.13658127644686596,0.13658127644686596,0.13658127644686596,0.13658127644686596,0.13658127644686596,0.13658127644686596,0.13658127644686596,0.13658127644686596,0.13658127644686596,0.13658127644686596,0.13658127644686596,0.13658127644686596,0.13658127644686596,0.13658127644686596,null,2.5499999999999896,0,0,0,0,0,0,0,0,0,0,0,0,0,0,0,0,0,0,0,0]
[null,null,null,null,null,null,null,null,null,2.5599999999999894,{"$f":"IF(AQ$16=0,0,IF(K$36*$J301^4  +    K$37*$J301^3   +    K$38*$J301^2    +    K$39*$J301   +    K$40>1,1,K$36*$J301^4  +    K$37*$J301^3   +    K$38*$J301^2    +    K$39*$J301   +    K$40))","v":0.13702271333826643},{"$f":"IF(AR$16=0,0,IF(L$36*$J301^4  +    L$37*$J301^3   +    L$38*$J301^2    +    L$39*$J301   +    L$40>1,1,L$36*$J301^4  +    L$37*$J301^3   +    L$38*$J301^2    +    L$39*$J301   +    L$40))","v":0.13702271333826643},{"$f":"IF(AS$16=0,0,IF(M$36*$J301^4  +    M$37*$J301^3   +    M$38*$J301^2    +    M$39*$J301   +    M$40>1,1,M$36*$J301^4  +    M$37*$J301^3   +    M$38*$J301^2    +    M$39*$J301   +    M$40))","v":0.13702271333826643},{"$f":"IF(AT$16=0,0,IF(N$36*$J301^4  +    N$37*$J301^3   +    N$38*$J301^2    +    N$39*$J301   +    N$40>1,1,N$36*$J301^4  +    N$37*$J301^3   +    N$38*$J301^2    +    N$39*$J301   +    N$40))","v":0.13702271333826643},{"$f":"IF(AU$16=0,0,IF(O$36*$J301^4  +    O$37*$J301^3   +    O$38*$J301^2    +    O$39*$J301   +    O$40>1,1,O$36*$J301^4  +    O$37*$J301^3   +    O$38*$J301^2    +    O$39*$J301   +    O$40))","v":0.13702271333826643},{"$f":"IF(AV$16=0,0,IF(P$36*$J301^4  +    P$37*$J301^3   +    P$38*$J301^2    +    P$39*$J301   +    P$40>1,1,P$36*$J301^4  +    P$37*$J301^3   +    P$38*$J301^2    +    P$39*$J301   +    P$40))","v":0.13702271333826643},{"$f":"IF(AW$16=0,0,IF(Q$36*$J301^4  +    Q$37*$J301^3   +    Q$38*$J301^2    +    Q$39*$J301   +    Q$40>1,1,Q$36*$J301^4  +    Q$37*$J301^3   +    Q$38*$J301^2    +    Q$39*$J301   +    Q$40))","v":0.13702271333826643},{"$f":"IF(AX$16=0,0,IF(R$36*$J301^4  +    R$37*$J301^3   +    R$38*$J301^2    +    R$39*$J301   +    R$40>1,1,R$36*$J301^4  +    R$37*$J301^3   +    R$38*$J301^2    +    R$39*$J301   +    R$40))","v":0.13702271333826643},{"$f":"IF(AY$16=0,0,IF(S$36*$J301^4  +    S$37*$J301^3   +    S$38*$J301^2    +    S$39*$J301   +    S$40>1,1,S$36*$J301^4  +    S$37*$J301^3   +    S$38*$J301^2    +    S$39*$J301   +    S$40))","v":0.13702271333826643},{"$f":"IF(AZ$16=0,0,IF(T$36*$J301^4  +    T$37*$J301^3   +    T$38*$J301^2    +    T$39*$J301   +    T$40>1,1,T$36*$J301^4  +    T$37*$J301^3   +    T$38*$J301^2    +    T$39*$J301   +    T$40))","v":0.13702271333826643},{"$f":"IF(BA$16=0,0,IF(U$36*$J301^4  +    U$37*$J301^3   +    U$38*$J301^2    +    U$39*$J301   +    U$40>1,1,U$36*$J301^4  +    U$37*$J301^3   +    U$38*$J301^2    +    U$39*$J301   +    U$40))","v":0.13702271333826643},{"$f":"IF(BB$16=0,0,IF(V$36*$J301^4  +    V$37*$J301^3   +    V$38*$J301^2    +    V$39*$J301   +    V$40>1,1,V$36*$J301^4  +    V$37*$J301^3   +    V$38*$J301^2    +    V$39*$J301   +    V$40))","v":0.13702271333826643},{"$f":"IF(BC$16=0,0,IF(W$36*$J301^4  +    W$37*$J301^3   +    W$38*$J301^2    +    W$39*$J301   +    W$40>1,1,W$36*$J301^4  +    W$37*$J301^3   +    W$38*$J301^2    +    W$39*$J301   +    W$40))","v":0.13702271333826643},{"$f":"IF(BD$16=0,0,IF(X$36*$J301^4  +    X$37*$J301^3   +    X$38*$J301^2    +    X$39*$J301   +    X$40>1,1,X$36*$J301^4  +    X$37*$J301^3   +    X$38*$J301^2    +    X$39*$J301   +    X$40))","v":0.13702271333826643},{"$f":"IF(BE$16=0,0,IF(Y$36*$J301^4  +    Y$37*$J301^3   +    Y$38*$J301^2    +    Y$39*$J301   +    Y$40>1,1,Y$36*$J301^4  +    Y$37*$J301^3   +    Y$38*$J301^2    +    Y$39*$J301   +    Y$40))","v":0.13702271333826643},{"$f":"IF(BF$16=0,0,IF(Z$36*$J301^4  +    Z$37*$J301^3   +    Z$38*$J301^2    +    Z$39*$J301   +    Z$40>1,1,Z$36*$J301^4  +    Z$37*$J301^3   +    Z$38*$J301^2    +    Z$39*$J301   +    Z$40))","v":0.13702271333826643},{"$f":"IF(BG$16=0,0,IF(AA$36*$J301^4  +    AA$37*$J301^3   +    AA$38*$J301^2    +    AA$39*$J301   +    AA$40>1,1,AA$36*$J301^4  +    AA$37*$J301^3   +    AA$38*$J301^2    +    AA$39*$J301   +    AA$40))","v":0.13702271333826643},{"$f":"IF(BH$16=0,0,IF(AB$36*$J301^4  +    AB$37*$J301^3   +    AB$38*$J301^2    +    AB$39*$J301   +    AB$40>1,1,AB$36*$J301^4  +    AB$37*$J301^3   +    AB$38*$J301^2    +    AB$39*$J301   +    AB$40))","v":0.13702271333826643},{"$f":"IF(BI$16=0,0,IF(AC$36*$J301^4  +    AC$37*$J301^3   +    AC$38*$J301^2    +    AC$39*$J301   +    AC$40>1,1,AC$36*$J301^4  +    AC$37*$J301^3   +    AC$38*$J301^2    +    AC$39*$J301   +    AC$40))","v":0.13702271333826643},{"$f":"IF(BJ$16=0,0,IF(AD$36*$J301^4  +    AD$37*$J301^3   +    AD$38*$J301^2    +    AD$39*$J301   +    AD$40>1,1,AD$36*$J301^4  +    AD$37*$J301^3   +    AD$38*$J301^2    +    AD$39*$J301   +    AD$40))","v":0.13702271333826643},null,2.5599999999999894,{"$f":"IF(AG$43<>0,INDEX(K$45:K$1045, MATCH($AF301*(AG$43/24), $J$45:$J$1045)), 0)","v":0},{"$f":"IF(AH$43<>0,INDEX(L$45:L$1045, MATCH($AF301*(AH$43/24), $J$45:$J$1045)), 0)","v":0},{"$f":"IF(AI$43<>0,INDEX(M$45:M$1045, MATCH($AF301*(AI$43/24), $J$45:$J$1045)), 0)","v":0},{"$f":"IF(AJ$43<>0,INDEX(N$45:N$1045, MATCH($AF301*(AJ$43/24), $J$45:$J$1045)), 0)","v":0},{"$f":"IF(AK$43<>0,INDEX(O$45:O$1045, MATCH($AF301*(AK$43/24), $J$45:$J$1045)), 0)","v":0},{"$f":"IF(AL$43<>0,INDEX(P$45:P$1045, MATCH($AF301*(AL$43/24), $J$45:$J$1045)), 0)","v":0},{"$f":"IF(AM$43<>0,INDEX(Q$45:Q$1045, MATCH($AF301*(AM$43/24), $J$45:$J$1045)), 0)","v":0},{"$f":"IF(AN$43<>0,INDEX(R$45:R$1045, MATCH($AF301*(AN$43/24), $J$45:$J$1045)), 0)","v":0},{"$f":"IF(AO$43<>0,INDEX(S$45:S$1045, MATCH($AF301*(AO$43/24), $J$45:$J$1045)), 0)","v":0},{"$f":"IF(AP$43<>0,INDEX(T$45:T$1045, MATCH($AF301*(AP$43/24), $J$45:$J$1045)), 0)","v":0},{"$f":"IF(AQ$43<>0,INDEX(U$45:U$1045, MATCH($AF301*(AQ$43/24), $J$45:$J$1045)), 0)","v":0},{"$f":"IF(AR$43<>0,INDEX(V$45:V$1045, MATCH($AF301*(AR$43/24), $J$45:$J$1045)), 0)","v":0},{"$f":"IF(AS$43<>0,INDEX(W$45:W$1045, MATCH($AF301*(AS$43/24), $J$45:$J$1045)), 0)","v":0},{"$f":"IF(AT$43<>0,INDEX(X$45:X$1045, MATCH($AF301*(AT$43/24), $J$45:$J$1045)), 0)","v":0},{"$f":"IF(AU$43<>0,INDEX(Y$45:Y$1045, MATCH($AF301*(AU$43/24), $J$45:$J$1045)), 0)","v":0},{"$f":"IF(AV$43<>0,INDEX(Z$45:Z$1045, MATCH($AF301*(AV$43/24), $J$45:$J$1045)), 0)","v":0},{"$f":"IF(AW$43<>0,INDEX(AA$45:AA$1045, MATCH($AF301*(AW$43/24), $J$45:$J$1045)), 0)","v":0},{"$f":"IF(AX$43<>0,INDEX(AB$45:AB$1045, MATCH($AF301*(AX$43/24), $J$45:$J$1045)), 0)","v":0},{"$f":"IF(AY$43<>0,INDEX(AC$45:AC$1045, MATCH($AF301*(AY$43/24), $J$45:$J$1045)), 0)","v":0},{"$f":"IF(AZ$43<>0,INDEX(AD$45:AD$1045, MATCH($AF301*(AZ$43/24), $J$45:$J$1045)), 0)","v":0}]
[null,null,null,null,null,null,null,null,null,{"$f":"J301+0.01","v":2.5699999999999892},0.13746478673521811,0.13746478673521811,0.13746478673521811,0.13746478673521811,0.13746478673521811,0.13746478673521811,0.13746478673521811,0.13746478673521811,0.13746478673521811,0.13746478673521811,0.13746478673521811,0.13746478673521811,0.13746478673521811,0.13746478673521811,0.13746478673521811,0.13746478673521811,0.13746478673521811,0.13746478673521811,0.13746478673521811,0.13746478673521811,null,{"$f":"AF301+0.01","v":2.5699999999999892},0,0,0,0,0,0,0,0,0,0,0,0,0,0,0,0,0,0,0,0]
[null,null,null,null,null,null,null,null,null,2.579999999999989,0.1379075042054429,0.1379075042054429,0.1379075042054429,0.1379075042054429,0.1379075042054429,0.1379075042054429,0.1379075042054429,0.1379075042054429,0.1379075042054429,0.1379075042054429,0.1379075042054429,0.1379075042054429,0.1379075042054429,0.1379075042054429,0.1379075042054429,0.1379075042054429,0.1379075042054429,0.1379075042054429,0.1379075042054429,0.1379075042054429,null,2.579999999999989,0,0,0,0,0,0,0,0,0,0,0,0,0,0,0,0,0,0,0,0]
[null,null,null,null,null,null,null,null,null,2.5899999999999888,0.13835087332700868,0.13835087332700868,0.13835087332700868,0.13835087332700868,0.13835087332700868,0.13835087332700868,0.13835087332700868,0.13835087332700868,0.13835087332700868,0.13835087332700868,0.13835087332700868,0.13835087332700868,0.13835087332700868,0.13835087332700868,0.13835087332700868,0.13835087332700868,0.13835087332700868,0.13835087332700868,0.13835087332700868,0.13835087332700868,null,2.5899999999999888,0,0,0,0,0,0,0,0,0,0,0,0,0,0,0,0,0,0,0,0]
[null,null,null,null,null,null,null,null,null,2.5999999999999885,0.13879490168832948,0.13879490168832948,0.13879490168832948,0.13879490168832948,0.13879490168832948,0.13879490168832948,0.13879490168832948,0.13879490168832948,0.13879490168832948,0.13879490168832948,0.13879490168832948,0.13879490168832948,0.13879490168832948,0.13879490168832948,0.13879490168832948,0.13879490168832948,0.13879490168832948,0.13879490168832948,0.13879490168832948,0.13879490168832948,null,2.5999999999999885,0,0,0,0,0,0,0,0,0,0,0,0,0,0,0,0,0,0,0,0]
[null,null,null,null,null,null,null,null,null,2.6099999999999883,0.13923959688816512,0.13923959688816512,0.13923959688816512,0.13923959688816512,0.13923959688816512,0.13923959688816512,0.13923959688816512,0.13923959688816512,0.13923959688816512,0.13923959688816512,0.13923959688816512,0.13923959688816512,0.13923959688816512,0.13923959688816512,0.13923959688816512,0.13923959688816512,0.13923959688816512,0.13923959688816512,0.13923959688816512,0.13923959688816512,null,2.6099999999999883,0,0,0,0,0,0,0,0,0,0,0,0,0,0,0,0,0,0,0,0]
[null,null,null,null,null,null,null,null,null,2.6199999999999881,0.13968496653562168,0.13968496653562168,0.13968496653562168,0.13968496653562168,0.13968496653562168,0.13968496653562168,0.13968496653562168,0.13968496653562168,0.13968496653562168,0.13968496653562168,0.13968496653562168,0.13968496653562168,0.13968496653562168,0.13968496653562168,0.13968496653562168,0.13968496653562168,0.13968496653562168,0.13968496653562168,0.13968496653562168,0.13968496653562168,null,2.6199999999999881,0,0,0,0,0,0,0,0,0,0,0,0,0,0,0,0,0,0,0,0]
[null,null,null,null,null,null,null,null,null,2.6299999999999879,0.1401310182501509,0.1401310182501509,0.1401310182501509,0.1401310182501509,0.1401310182501509,0.1401310182501509,0.1401310182501509,0.1401310182501509,0.1401310182501509,0.1401310182501509,0.1401310182501509,0.1401310182501509,0.1401310182501509,0.1401310182501509,0.1401310182501509,0.1401310182501509,0.1401310182501509,0.1401310182501509,0.1401310182501509,0.1401310182501509,null,2.6299999999999879,0,0,0,0,0,0,0,0,0,0,0,0,0,0,0,0,0,0,0,0]
[null,null,null,null,null,null,null,null,null,2.6399999999999877,0.14057775966155084,0.14057775966155084,0.14057775966155084,0.14057775966155084,0.14057775966155084,0.14057775966155084,0.14057775966155084,0.14057775966155084,0.14057775966155084,0.14057775966155084,0.14057775966155084,0.14057775966155084,0.14057775966155084,0.14057775966155084,0.14057775966155084,0.14057775966155084,0.14057775966155084,0.14057775966155084,0.14057775966155084,0.14057775966155084,null,2.6399999999999877,0,0,0,0,0,0,0,0,0,0,0,0,0,0,0,0,0,0,0,0]
[null,null,null,null,null,null,null,null,null,2.6499999999999875,0.1410251984099653,0.1410251984099653,0.1410251984099653,0.1410251984099653,0.1410251984099653,0.1410251984099653,0.1410251984099653,0.1410251984099653,0.1410251984099653,0.1410251984099653,0.1410251984099653,0.1410251984099653,0.1410251984099653,0.1410251984099653,0.1410251984099653,0.1410251984099653,0.1410251984099653,0.1410251984099653,0.1410251984099653,0.1410251984099653,null,2.6499999999999875,0,0,0,0,0,0,0,0,0,0,0,0,0,0,0,0,0,0,0,0]
[null,null,null,null,null,null,null,null,null,2.6599999999999873,0.14147334214588414,0.14147334214588414,0.14147334214588414,0.14147334214588414,0.14147334214588414,0.14147334214588414,0.14147334214588414,0.14147334214588414,0.14147334214588414,0.14147334214588414,0.14147334214588414,0.14147334214588414,0.14147334214588414,0.14147334214588414,0.14147334214588414,0.14147334214588414,0.14147334214588414,0.14147334214588414,0.14147334214588414,0.14147334214588414,null,2.6599999999999873,0,0,0,0,0,0,0,0,0,0,0,0,0,0,0,0,0,0,0,0]
[null,null,null,null,null,null,null,null,null,2.6699999999999871,0.14192219853014337,0.14192219853014337,0.14192219853014337,0.14192219853014337,0.14192219853014337,0.14192219853014337,0.14192219853014337,0.14192219853014337,0.14192219853014337,0.14192219853014337,0.14192219853014337,0.14192219853014337,0.14192219853014337,0.14192219853014337,0.14192219853014337,0.14192219853014337,0.14192219853014337,0.14192219853014337,0.14192219853014337,0.14192219853014337,null,2.6699999999999871,0,0,0,0,0,0,0,0,0,0,0,0,0,0,0,0,0,0,0,0]
[null,null,null,null,null,null,null,null,null,2.6799999999999868,0.14237177523392475,0.14237177523392475,0.14237177523392475,0.14237177523392475,0.14237177523392475,0.14237177523392475,0.14237177523392475,0.14237177523392475,0.14237177523392475,0.14237177523392475,0.14237177523392475,0.14237177523392475,0.14237177523392475,0.14237177523392475,0.14237177523392475,0.14237177523392475,0.14237177523392475,0.14237177523392475,0.14237177523392475,0.14237177523392475,null,2.6799999999999868,0,0,0,0,0,0,0,0,0,0,0,0,0,0,0,0,0,0,0,0]
[null,null,null,null,null,null,null,null,null,2.6899999999999866,0.14282207993875626,0.14282207993875626,0.14282207993875626,0.14282207993875626,0.14282207993875626,0.14282207993875626,0.14282207993875626,0.14282207993875626,0.14282207993875626,0.14282207993875626,0.14282207993875626,0.14282207993875626,0.14282207993875626,0.14282207993875626,0.14282207993875626,0.14282207993875626,0.14282207993875626,0.14282207993875626,0.14282207993875626,0.14282207993875626,null,2.6899999999999866,0,0,0,0,0,0,0,0,0,0,0,0,0,0,0,0,0,0,0,0]
[null,null,null,null,null,null,null,null,null,2.6999999999999864,0.14327312033651168,0.14327312033651168,0.14327312033651168,0.14327312033651168,0.14327312033651168,0.14327312033651168,0.14327312033651168,0.14327312033651168,0.14327312033651168,0.14327312033651168,0.14327312033651168,0.14327312033651168,0.14327312033651168,0.14327312033651168,0.14327312033651168,0.14327312033651168,0.14327312033651168,0.14327312033651168,0.14327312033651168,0.14327312033651168,null,2.6999999999999864,0,0,0,0,0,0,0,0,0,0,0,0,0,0,0,0,0,0,0,0]
[null,null,null,null,null,null,null,null,null,2.7099999999999862,0.14372490412941089,0.14372490412941089,0.14372490412941089,0.14372490412941089,0.14372490412941089,0.14372490412941089,0.14372490412941089,0.14372490412941089,0.14372490412941089,0.14372490412941089,0.14372490412941089,0.14372490412941089,0.14372490412941089,0.14372490412941089,0.14372490412941089,0.14372490412941089,0.14372490412941089,0.14372490412941089,0.14372490412941089,0.14372490412941089,null,2.7099999999999862,0,0,0,0,0,0,0,0,0,0,0,0,0,0,0,0,0,0,0,0]
[null,null,null,null,null,null,null,null,null,2.719999999999986,0.14417743903001973,0.14417743903001973,0.14417743903001973,0.14417743903001973,0.14417743903001973,0.14417743903001973,0.14417743903001973,0.14417743903001973,0.14417743903001973,0.14417743903001973,0.14417743903001973,0.14417743903001973,0.14417743903001973,0.14417743903001973,0.14417743903001973,0.14417743903001973,0.14417743903001973,0.14417743903001973,0.14417743903001973,0.14417743903001973,null,2.719999999999986,0,0,0,0,0,0,0,0,0,0,0,0,0,0,0,0,0,0,0,0]
[null,null,null,null,null,null,null,null,null,2.7299999999999858,0.14463073276125005,0.14463073276125005,0.14463073276125005,0.14463073276125005,0.14463073276125005,0.14463073276125005,0.14463073276125005,0.14463073276125005,0.14463073276125005,0.14463073276125005,0.14463073276125005,0.14463073276125005,0.14463073276125005,0.14463073276125005,0.14463073276125005,0.14463073276125005,0.14463073276125005,0.14463073276125005,0.14463073276125005,0.14463073276125005,null,2.7299999999999858,0,0,0,0,0,0,0,0,0,0,0,0,0,0,0,0,0,0,0,0]
[null,null,null,null,null,null,null,null,null,2.7399999999999856,0.14508479305635971,0.14508479305635971,0.14508479305635971,0.14508479305635971,0.14508479305635971,0.14508479305635971,0.14508479305635971,0.14508479305635971,0.14508479305635971,0.14508479305635971,0.14508479305635971,0.14508479305635971,0.14508479305635971,0.14508479305635971,0.14508479305635971,0.14508479305635971,0.14508479305635971,0.14508479305635971,0.14508479305635971,0.14508479305635971,null,2.7399999999999856,0,0,0,0,0,0,0,0,0,0,0,0,0,0,0,0,0,0,0,0]
[null,null,null,null,null,null,null,null,null,2.7499999999999853,0.14553962765895251,0.14553962765895251,0.14553962765895251,0.14553962765895251,0.14553962765895251,0.14553962765895251,0.14553962765895251,0.14553962765895251,0.14553962765895251,0.14553962765895251,0.14553962765895251,0.14553962765895251,0.14553962765895251,0.14553962765895251,0.14553962765895251,0.14553962765895251,0.14553962765895251,0.14553962765895251,0.14553962765895251,0.14553962765895251,null,2.7499999999999853,0,0,0,0,0,0,0,0,0,0,0,0,0,0,0,0,0,0,0,0]
[null,null,null,null,null,null,null,null,null,2.7599999999999851,0.14599524432297828,0.14599524432297828,0.14599524432297828,0.14599524432297828,0.14599524432297828,0.14599524432297828,0.14599524432297828,0.14599524432297828,0.14599524432297828,0.14599524432297828,0.14599524432297828,0.14599524432297828,0.14599524432297828,0.14599524432297828,0.14599524432297828,0.14599524432297828,0.14599524432297828,0.14599524432297828,0.14599524432297828,0.14599524432297828,null,2.7599999999999851,0,0,0,0,0,0,0,0,0,0,0,0,0,0,0,0,0,0,0,0]
[null,null,null,null,null,null,null,null,null,2.7699999999999849,0.14645165081273281,0.14645165081273281,0.14645165081273281,0.14645165081273281,0.14645165081273281,0.14645165081273281,0.14645165081273281,0.14645165081273281,0.14645165081273281,0.14645165081273281,0.14645165081273281,0.14645165081273281,0.14645165081273281,0.14645165081273281,0.14645165081273281,0.14645165081273281,0.14645165081273281,0.14645165081273281,0.14645165081273281,0.14645165081273281,null,2.7699999999999849,0,0,0,0,0,0,0,0,0,0,0,0,0,0,0,0,0,0,0,0]
[null,null,null,null,null,null,null,null,null,2.7799999999999847,0.14690885490285793,0.14690885490285793,0.14690885490285793,0.14690885490285793,0.14690885490285793,0.14690885490285793,0.14690885490285793,0.14690885490285793,0.14690885490285793,0.14690885490285793,0.14690885490285793,0.14690885490285793,0.14690885490285793,0.14690885490285793,0.14690885490285793,0.14690885490285793,0.14690885490285793,0.14690885490285793,0.14690885490285793,0.14690885490285793,null,2.7799999999999847,0,0,0,0,0,0,0,0,0,0,0,0,0,0,0,0,0,0,0,0]
[null,null,null,null,null,null,null,null,null,2.7899999999999845,0.14736686437834151,0.14736686437834151,0.14736686437834151,0.14736686437834151,0.14736686437834151,0.14736686437834151,0.14736686437834151,0.14736686437834151,0.14736686437834151,0.14736686437834151,0.14736686437834151,0.14736686437834151,0.14736686437834151,0.14736686437834151,0.14736686437834151,0.14736686437834151,0.14736686437834151,0.14736686437834151,0.14736686437834151,0.14736686437834151,null,2.7899999999999845,0,0,0,0,0,0,0,0,0,0,0,0,0,0,0,0,0,0,0,0]
[null,null,null,null,null,null,null,null,null,2.7999999999999843,0.14782568703451718,0.14782568703451718,0.14782568703451718,0.14782568703451718,0.14782568703451718,0.14782568703451718,0.14782568703451718,0.14782568703451718,0.14782568703451718,0.14782568703451718,0.14782568703451718,0.14782568703451718,0.14782568703451718,0.14782568703451718,0.14782568703451718,0.14782568703451718,0.14782568703451718,0.14782568703451718,0.14782568703451718,0.14782568703451718,null,2.7999999999999843,0,0,0,0,0,0,0,0,0,0,0,0,0,0,0,0,0,0,0,0]
[null,null,null,null,null,null,null,null,null,2.8099999999999841,0.14828533067706487,0.14828533067706487,0.14828533067706487,0.14828533067706487,0.14828533067706487,0.14828533067706487,0.14828533067706487,0.14828533067706487,0.14828533067706487,0.14828533067706487,0.14828533067706487,0.14828533067706487,0.14828533067706487,0.14828533067706487,0.14828533067706487,0.14828533067706487,0.14828533067706487,0.14828533067706487,0.14828533067706487,0.14828533067706487,null,2.8099999999999841,0,0,0,0,0,0,0,0,0,0,0,0,0,0,0,0,0,0,0,0]
[null,null,null,null,null,null,null,null,null,2.8199999999999839,0.1487458031220103,0.1487458031220103,0.1487458031220103,0.1487458031220103,0.1487458031220103,0.1487458031220103,0.1487458031220103,0.1487458031220103,0.1487458031220103,0.1487458031220103,0.1487458031220103,0.1487458031220103,0.1487458031220103,0.1487458031220103,0.1487458031220103,0.1487458031220103,0.1487458031220103,0.1487458031220103,0.1487458031220103,0.1487458031220103,null,2.8199999999999839,0,0,0,0,0,0,0,0,0,0,0,0,0,0,0,0,0,0,0,0]
[null,null,null,null,null,null,null,null,null,2.8299999999999836,0.14920711219572524,0.14920711219572524,0.14920711219572524,0.14920711219572524,0.14920711219572524,0.14920711219572524,0.14920711219572524,0.14920711219572524,0.14920711219572524,0.14920711219572524,0.14920711219572524,0.14920711219572524,0.14920711219572524,0.14920711219572524,0.14920711219572524,0.14920711219572524,0.14920711219572524,0.14920711219572524,0.14920711219572524,0.14920711219572524,null,2.8299999999999836,0,0,0,0,0,0,0,0,0,0,0,0,0,0,0,0,0,0,0,0]
[null,null,null,null,null,null,null,null,null,2.8399999999999834,0.1496692657349275,0.1496692657349275,0.1496692657349275,0.1496692657349275,0.1496692657349275,0.1496692657349275,0.1496692657349275,0.1496692657349275,0.1496692657349275,0.1496692657349275,0.1496692657349275,0.1496692657349275,0.1496692657349275,0.1496692657349275,0.1496692657349275,0.1496692657349275,0.1496692657349275,0.1496692657349275,0.1496692657349275,0.1496692657349275,null,2.8399999999999834,0,0,0,0,0,0,0,0,0,0,0,0,0,0,0,0,0,0,0,0]
[null,null,null,null,null,null,null,null,null,2.8499999999999832,0.15013227158668074,0.15013227158668074,0.15013227158668074,0.15013227158668074,0.15013227158668074,0.15013227158668074,0.15013227158668074,0.15013227158668074,0.15013227158668074,0.15013227158668074,0.15013227158668074,0.15013227158668074,0.15013227158668074,0.15013227158668074,0.15013227158668074,0.15013227158668074,0.15013227158668074,0.15013227158668074,0.15013227158668074,0.15013227158668074,null,2.8499999999999832,0,0,0,0,0,0,0,0,0,0,0,0,0,0,0,0,0,0,0,0]
[null,null,null,null,null,null,null,null,null,2.859999999999983,0.1505961376083948,0.1505961376083948,0.1505961376083948,0.1505961376083948,0.1505961376083948,0.1505961376083948,0.1505961376083948,0.1505961376083948,0.1505961376083948,0.1505961376083948,0.1505961376083948,0.1505961376083948,0.1505961376083948,0.1505961376083948,0.1505961376083948,0.1505961376083948,0.1505961376083948,0.1505961376083948,0.1505961376083948,0.1505961376083948,null,2.859999999999983,0,0,0,0,0,0,0,0,0,0,0,0,0,0,0,0,0,0,0,0]
[null,null,null,null,null,null,null,null,null,2.8699999999999828,0.15106087166782539,0.15106087166782539,0.15106087166782539,0.15106087166782539,0.15106087166782539,0.15106087166782539,0.15106087166782539,0.15106087166782539,0.15106087166782539,0.15106087166782539,0.15106087166782539,0.15106087166782539,0.15106087166782539,0.15106087166782539,0.15106087166782539,0.15106087166782539,0.15106087166782539,0.15106087166782539,0.15106087166782539,0.15106087166782539,null,2.8699999999999828,0,0,0,0,0,0,0,0,0,0,0,0,0,0,0,0,0,0,0,0]
[null,null,null,null,null,null,null,null,null,2.8799999999999826,0.15152648164307431,0.15152648164307431,0.15152648164307431,0.15152648164307431,0.15152648164307431,0.15152648164307431,0.15152648164307431,0.15152648164307431,0.15152648164307431,0.15152648164307431,0.15152648164307431,0.15152648164307431,0.15152648164307431,0.15152648164307431,0.15152648164307431,0.15152648164307431,0.15152648164307431,0.15152648164307431,0.15152648164307431,0.15152648164307431,null,2.8799999999999826,0,0,0,0,0,0,0,0,0,0,0,0,0,0,0,0,0,0,0,0]
[null,null,null,null,null,null,null,null,null,2.8899999999999824,0.15199297542258916,0.15199297542258916,0.15199297542258916,0.15199297542258916,0.15199297542258916,0.15199297542258916,0.15199297542258916,0.15199297542258916,0.15199297542258916,0.15199297542258916,0.15199297542258916,0.15199297542258916,0.15199297542258916,0.15199297542258916,0.15199297542258916,0.15199297542258916,0.15199297542258916,0.15199297542258916,0.15199297542258916,0.15199297542258916,null,2.8899999999999824,0,0,0,0,0,0,0,0,0,0,0,0,0,0,0,0,0,0,0,0]
[null,null,null,null,null,null,null,null,null,2.8999999999999821,0.15246036090516379,0.15246036090516379,0.15246036090516379,0.15246036090516379,0.15246036090516379,0.15246036090516379,0.15246036090516379,0.15246036090516379,0.15246036090516379,0.15246036090516379,0.15246036090516379,0.15246036090516379,0.15246036090516379,0.15246036090516379,0.15246036090516379,0.15246036090516379,0.15246036090516379,0.15246036090516379,0.15246036090516379,0.15246036090516379,null,2.8999999999999821,0,0,0,0,0,0,0,0,0,0,0,0,0,0,0,0,0,0,0,0]
[null,null,null,null,null,null,null,null,null,2.9099999999999819,0.15292864599993783,0.15292864599993783,0.15292864599993783,0.15292864599993783,0.15292864599993783,0.15292864599993783,0.15292864599993783,0.15292864599993783,0.15292864599993783,0.15292864599993783,0.15292864599993783,0.15292864599993783,0.15292864599993783,0.15292864599993783,0.15292864599993783,0.15292864599993783,0.15292864599993783,0.15292864599993783,0.15292864599993783,0.15292864599993783,null,2.9099999999999819,0,0,0,0,0,0,0,0,0,0,0,0,0,0,0,0,0,0,0,0]
[null,null,null,null,null,null,null,null,null,2.9199999999999817,0.153397838626397,0.153397838626397,0.153397838626397,0.153397838626397,0.153397838626397,0.153397838626397,0.153397838626397,0.153397838626397,0.153397838626397,0.153397838626397,0.153397838626397,0.153397838626397,0.153397838626397,0.153397838626397,0.153397838626397,0.153397838626397,0.153397838626397,0.153397838626397,0.153397838626397,0.153397838626397,null,2.9199999999999817,0,0,0,0,0,0,0,0,0,0,0,0,0,0,0,0,0,0,0,0]
[null,null,null,null,null,null,null,null,null,2.9299999999999815,0.15386794671437309,0.15386794671437309,0.15386794671437309,0.15386794671437309,0.15386794671437309,0.15386794671437309,0.15386794671437309,0.15386794671437309,0.15386794671437309,0.15386794671437309,0.15386794671437309,0.15386794671437309,0.15386794671437309,0.15386794671437309,0.15386794671437309,0.15386794671437309,0.15386794671437309,0.15386794671437309,0.15386794671437309,0.15386794671437309,null,2.9299999999999815,0,0,0,0,0,0,0,0,0,0,0,0,0,0,0,0,0,0,0,0]
[null,null,null,null,null,null,null,null,null,2.9399999999999813,0.15433897820404363,0.15433897820404363,0.15433897820404363,0.15433897820404363,0.15433897820404363,0.15433897820404363,0.15433897820404363,0.15433897820404363,0.15433897820404363,0.15433897820404363,0.15433897820404363,0.15433897820404363,0.15433897820404363,0.15433897820404363,0.15433897820404363,0.15433897820404363,0.15433897820404363,0.15433897820404363,0.15433897820404363,0.15433897820404363,null,2.9399999999999813,0,0,0,0,0,0,0,0,0,0,0,0,0,0,0,0,0,0,0,0]
[null,null,null,null,null,null,null,null,null,2.9499999999999811,0.15481094104593246,0.15481094104593246,0.15481094104593246,0.15481094104593246,0.15481094104593246,0.15481094104593246,0.15481094104593246,0.15481094104593246,0.15481094104593246,0.15481094104593246,0.15481094104593246,0.15481094104593246,0.15481094104593246,0.15481094104593246,0.15481094104593246,0.15481094104593246,0.15481094104593246,0.15481094104593246,0.15481094104593246,0.15481094104593246,null,2.9499999999999811,0,0,0,0,0,0,0,0,0,0,0,0,0,0,0,0,0,0,0,0]
[null,null,null,null,null,null,null,null,null,2.9599999999999809,0.15528384320090921,0.15528384320090921,0.15528384320090921,0.15528384320090921,0.15528384320090921,0.15528384320090921,0.15528384320090921,0.15528384320090921,0.15528384320090921,0.15528384320090921,0.15528384320090921,0.15528384320090921,0.15528384320090921,0.15528384320090921,0.15528384320090921,0.15528384320090921,0.15528384320090921,0.15528384320090921,0.15528384320090921,0.15528384320090921,null,2.9599999999999809,0,0,0,0,0,0,0,0,0,0,0,0,0,0,0,0,0,0,0,0]
[null,null,null,null,null,null,null,null,null,2.9699999999999807,0.15575769264018957,0.15575769264018957,0.15575769264018957,0.15575769264018957,0.15575769264018957,0.15575769264018957,0.15575769264018957,0.15575769264018957,0.15575769264018957,0.15575769264018957,0.15575769264018957,0.15575769264018957,0.15575769264018957,0.15575769264018957,0.15575769264018957,0.15575769264018957,0.15575769264018957,0.15575769264018957,0.15575769264018957,0.15575769264018957,null,2.9699999999999807,0,0,0,0,0,0,0,0,0,0,0,0,0,0,0,0,0,0,0,0]
[null,null,null,null,null,null,null,null,null,2.9799999999999804,0.15623249734533512,0.15623249734533512,0.15623249734533512,0.15623249734533512,0.15623249734533512,0.15623249734533512,0.15623249734533512,0.15623249734533512,0.15623249734533512,0.15623249734533512,0.15623249734533512,0.15623249734533512,0.15623249734533512,0.15623249734533512,0.15623249734533512,0.15623249734533512,0.15623249734533512,0.15623249734533512,0.15623249734533512,0.15623249734533512,null,2.9799999999999804,0,0,0,0,0,0,0,0,0,0,0,0,0,0,0,0,0,0,0,0]
[null,null,null,null,null,null,null,null,null,2.9899999999999802,0.1567082653082536,0.1567082653082536,0.1567082653082536,0.1567082653082536,0.1567082653082536,0.1567082653082536,0.1567082653082536,0.1567082653082536,0.1567082653082536,0.1567082653082536,0.1567082653082536,0.1567082653082536,0.1567082653082536,0.1567082653082536,0.1567082653082536,0.1567082653082536,0.1567082653082536,0.1567082653082536,0.1567082653082536,0.1567082653082536,null,2.9899999999999802,0,0,0,0,0,0,0,0,0,0,0,0,0,0,0,0,0,0,0,0]
[null,null,null,null,null,null,null,null,null,2.99999999999998,0.15718500453119866,0.15718500453119866,0.15718500453119866,0.15718500453119866,0.15718500453119866,0.15718500453119866,0.15718500453119866,0.15718500453119866,0.15718500453119866,0.15718500453119866,0.15718500453119866,0.15718500453119866,0.15718500453119866,0.15718500453119866,0.15718500453119866,0.15718500453119866,0.15718500453119866,0.15718500453119866,0.15718500453119866,0.15718500453119866,null,2.99999999999998,0,0,0,0,0,0,0,0,0,0,0,0,0,0,0,0,0,0,0,0]
[null,null,null,null,null,null,null,null,null,3.0099999999999798,0.15766272302676987,0.15766272302676987,0.15766272302676987,0.15766272302676987,0.15766272302676987,0.15766272302676987,0.15766272302676987,0.15766272302676987,0.15766272302676987,0.15766272302676987,0.15766272302676987,0.15766272302676987,0.15766272302676987,0.15766272302676987,0.15766272302676987,0.15766272302676987,0.15766272302676987,0.15766272302676987,0.15766272302676987,0.15766272302676987,null,3.0099999999999798,0,0,0,0,0,0,0,0,0,0,0,0,0,0,0,0,0,0,0,0]
[null,null,null,null,null,null,null,null,null,3.0199999999999796,0.15814142881791299,0.15814142881791299,0.15814142881791299,0.15814142881791299,0.15814142881791299,0.15814142881791299,0.15814142881791299,0.15814142881791299,0.15814142881791299,0.15814142881791299,0.15814142881791299,0.15814142881791299,0.15814142881791299,0.15814142881791299,0.15814142881791299,0.15814142881791299,0.15814142881791299,0.15814142881791299,0.15814142881791299,0.15814142881791299,null,3.0199999999999796,0,0,0,0,0,0,0,0,0,0,0,0,0,0,0,0,0,0,0,0]
[null,null,null,null,null,null,null,null,null,3.0299999999999794,0.15862112993791955,0.15862112993791955,0.15862112993791955,0.15862112993791955,0.15862112993791955,0.15862112993791955,0.15862112993791955,0.15862112993791955,0.15862112993791955,0.15862112993791955,0.15862112993791955,0.15862112993791955,0.15862112993791955,0.15862112993791955,0.15862112993791955,0.15862112993791955,0.15862112993791955,0.15862112993791955,0.15862112993791955,0.15862112993791955,null,3.0299999999999794,0,0,0,0,0,0,0,0,0,0,0,0,0,0,0,0,0,0,0,0]
[null,null,null,null,null,null,null,null,null,3.0399999999999792,0.15910183443042725,0.15910183443042725,0.15910183443042725,0.15910183443042725,0.15910183443042725,0.15910183443042725,0.15910183443042725,0.15910183443042725,0.15910183443042725,0.15910183443042725,0.15910183443042725,0.15910183443042725,0.15910183443042725,0.15910183443042725,0.15910183443042725,0.15910183443042725,0.15910183443042725,0.15910183443042725,0.15910183443042725,0.15910183443042725,null,3.0399999999999792,0,0,0,0,0,0,0,0,0,0,0,0,0,0,0,0,0,0,0,0]
[null,null,null,null,null,null,null,null,null,3.049999999999979,0.15958355034941968,0.15958355034941968,0.15958355034941968,0.15958355034941968,0.15958355034941968,0.15958355034941968,0.15958355034941968,0.15958355034941968,0.15958355034941968,0.15958355034941968,0.15958355034941968,0.15958355034941968,0.15958355034941968,0.15958355034941968,0.15958355034941968,0.15958355034941968,0.15958355034941968,0.15958355034941968,0.15958355034941968,0.15958355034941968,null,3.049999999999979,0,0,0,0,0,0,0,0,0,0,0,0,0,0,0,0,0,0,0,0]
[null,null,null,null,null,null,null,null,null,3.0599999999999787,0.16006628575922638,0.16006628575922638,0.16006628575922638,0.16006628575922638,0.16006628575922638,0.16006628575922638,0.16006628575922638,0.16006628575922638,0.16006628575922638,0.16006628575922638,0.16006628575922638,0.16006628575922638,0.16006628575922638,0.16006628575922638,0.16006628575922638,0.16006628575922638,0.16006628575922638,0.16006628575922638,0.16006628575922638,0.16006628575922638,null,3.0599999999999787,0,0,0,0,0,0,0,0,0,0,0,0,0,0,0,0,0,0,0,0]
[null,null,null,null,null,null,null,null,null,3.0699999999999785,0.160550048734523,0.160550048734523,0.160550048734523,0.160550048734523,0.160550048734523,0.160550048734523,0.160550048734523,0.160550048734523,0.160550048734523,0.160550048734523,0.160550048734523,0.160550048734523,0.160550048734523,0.160550048734523,0.160550048734523,0.160550048734523,0.160550048734523,0.160550048734523,0.160550048734523,0.160550048734523,null,3.0699999999999785,0,0,0,0,0,0,0,0,0,0,0,0,0,0,0,0,0,0,0,0]
[null,null,null,null,null,null,null,null,null,3.0799999999999783,0.16103484736033119,0.16103484736033119,0.16103484736033119,0.16103484736033119,0.16103484736033119,0.16103484736033119,0.16103484736033119,0.16103484736033119,0.16103484736033119,0.16103484736033119,0.16103484736033119,0.16103484736033119,0.16103484736033119,0.16103484736033119,0.16103484736033119,0.16103484736033119,0.16103484736033119,0.16103484736033119,0.16103484736033119,0.16103484736033119,null,3.0799999999999783,0,0,0,0,0,0,0,0,0,0,0,0,0,0,0,0,0,0,0,0]
[null,null,null,null,null,null,null,null,null,3.0899999999999781,0.1615206897320185,0.1615206897320185,0.1615206897320185,0.1615206897320185,0.1615206897320185,0.1615206897320185,0.1615206897320185,0.1615206897320185,0.1615206897320185,0.1615206897320185,0.1615206897320185,0.1615206897320185,0.1615206897320185,0.1615206897320185,0.1615206897320185,0.1615206897320185,0.1615206897320185,0.1615206897320185,0.1615206897320185,0.1615206897320185,null,3.0899999999999781,0,0,0,0,0,0,0,0,0,0,0,0,0,0,0,0,0,0,0,0]
[null,null,null,null,null,null,null,null,null,3.0999999999999779,0.16200758395529846,0.16200758395529846,0.16200758395529846,0.16200758395529846,0.16200758395529846,0.16200758395529846,0.16200758395529846,0.16200758395529846,0.16200758395529846,0.16200758395529846,0.16200758395529846,0.16200758395529846,0.16200758395529846,0.16200758395529846,0.16200758395529846,0.16200758395529846,0.16200758395529846,0.16200758395529846,0.16200758395529846,0.16200758395529846,null,3.0999999999999779,0,0,0,0,0,0,0,0,0,0,0,0,0,0,0,0,0,0,0,0]
[null,null,null,null,null,null,null,null,null,3.1099999999999777,0.16249553814623069,0.16249553814623069,0.16249553814623069,0.16249553814623069,0.16249553814623069,0.16249553814623069,0.16249553814623069,0.16249553814623069,0.16249553814623069,0.16249553814623069,0.16249553814623069,0.16249553814623069,0.16249553814623069,0.16249553814623069,0.16249553814623069,0.16249553814623069,0.16249553814623069,0.16249553814623069,0.16249553814623069,0.16249553814623069,null,3.1099999999999777,0,0,0,0,0,0,0,0,0,0,0,0,0,0,0,0,0,0,0,0]
[null,null,null,null,null,null,null,null,null,3.1199999999999775,0.16298456043122084,0.16298456043122084,0.16298456043122084,0.16298456043122084,0.16298456043122084,0.16298456043122084,0.16298456043122084,0.16298456043122084,0.16298456043122084,0.16298456043122084,0.16298456043122084,0.16298456043122084,0.16298456043122084,0.16298456043122084,0.16298456043122084,0.16298456043122084,0.16298456043122084,0.16298456043122084,0.16298456043122084,0.16298456043122084,null,3.1199999999999775,0,0,0,0,0,0,0,0,0,0,0,0,0,0,0,0,0,0,0,0]
[null,null,null,null,null,null,null,null,null,3.1299999999999772,0.16347465894702029,0.16347465894702029,0.16347465894702029,0.16347465894702029,0.16347465894702029,0.16347465894702029,0.16347465894702029,0.16347465894702029,0.16347465894702029,0.16347465894702029,0.16347465894702029,0.16347465894702029,0.16347465894702029,0.16347465894702029,0.16347465894702029,0.16347465894702029,0.16347465894702029,0.16347465894702029,0.16347465894702029,0.16347465894702029,null,3.1299999999999772,0,0,0,0,0,0,0,0,0,0,0,0,0,0,0,0,0,0,0,0]
[null,null,null,null,null,null,null,null,null,3.139999999999977,0.16396584184072671,0.16396584184072671,0.16396584184072671,0.16396584184072671,0.16396584184072671,0.16396584184072671,0.16396584184072671,0.16396584184072671,0.16396584184072671,0.16396584184072671,0.16396584184072671,0.16396584184072671,0.16396584184072671,0.16396584184072671,0.16396584184072671,0.16396584184072671,0.16396584184072671,0.16396584184072671,0.16396584184072671,0.16396584184072671,null,3.139999999999977,0,0,0,0,0,0,0,0,0,0,0,0,0,0,0,0,0,0,0,0]
[null,null,null,null,null,null,null,null,null,3.1499999999999768,0.1644581172697836,0.1644581172697836,0.1644581172697836,0.1644581172697836,0.1644581172697836,0.1644581172697836,0.1644581172697836,0.1644581172697836,0.1644581172697836,0.1644581172697836,0.1644581172697836,0.1644581172697836,0.1644581172697836,0.1644581172697836,0.1644581172697836,0.1644581172697836,0.1644581172697836,0.1644581172697836,0.1644581172697836,0.1644581172697836,null,3.1499999999999768,0,0,0,0,0,0,0,0,0,0,0,0,0,0,0,0,0,0,0,0]
[null,null,null,null,null,null,null,null,null,3.1599999999999766,0.16495149340198062,0.16495149340198062,0.16495149340198062,0.16495149340198062,0.16495149340198062,0.16495149340198062,0.16495149340198062,0.16495149340198062,0.16495149340198062,0.16495149340198062,0.16495149340198062,0.16495149340198062,0.16495149340198062,0.16495149340198062,0.16495149340198062,0.16495149340198062,0.16495149340198062,0.16495149340198062,0.16495149340198062,0.16495149340198062,null,3.1599999999999766,0,0,0,0,0,0,0,0,0,0,0,0,0,0,0,0,0,0,0,0]
[null,null,null,null,null,null,null,null,null,3.1699999999999764,0.16544597841545311,0.16544597841545311,0.16544597841545311,0.16544597841545311,0.16544597841545311,0.16544597841545311,0.16544597841545311,0.16544597841545311,0.16544597841545311,0.16544597841545311,0.16544597841545311,0.16544597841545311,0.16544597841545311,0.16544597841545311,0.16544597841545311,0.16544597841545311,0.16544597841545311,0.16544597841545311,0.16544597841545311,0.16544597841545311,null,3.1699999999999764,0,0,0,0,0,0,0,0,0,0,0,0,0,0,0,0,0,0,0,0]
[null,null,null,null,null,null,null,null,null,3.1799999999999762,0.16594158049868274,0.16594158049868274,0.16594158049868274,0.16594158049868274,0.16594158049868274,0.16594158049868274,0.16594158049868274,0.16594158049868274,0.16594158049868274,0.16594158049868274,0.16594158049868274,0.16594158049868274,0.16594158049868274,0.16594158049868274,0.16594158049868274,0.16594158049868274,0.16594158049868274,0.16594158049868274,0.16594158049868274,0.16594158049868274,null,3.1799999999999762,0,0,0,0,0,0,0,0,0,0,0,0,0,0,0,0,0,0,0,0]
[null,null,null,null,null,null,null,null,null,3.189999999999976,0.16643830785049696,0.16643830785049696,0.16643830785049696,0.16643830785049696,0.16643830785049696,0.16643830785049696,0.16643830785049696,0.16643830785049696,0.16643830785049696,0.16643830785049696,0.16643830785049696,0.16643830785049696,0.16643830785049696,0.16643830785049696,0.16643830785049696,0.16643830785049696,0.16643830785049696,0.16643830785049696,0.16643830785049696,0.16643830785049696,null,3.189999999999976,0,0,0,0,0,0,0,0,0,0,0,0,0,0,0,0,0,0,0,0]
[null,null,null,null,null,null,null,null,null,3.1999999999999758,{"$f":"IF(AQ$16=0,0,IF(K$36*$J365^4  +    K$37*$J365^3   +    K$38*$J365^2    +    K$39*$J365   +    K$40>1,1,K$36*$J365^4  +    K$37*$J365^3   +    K$38*$J365^2    +    K$39*$J365   +    K$40))","v":0.16693616868006933},{"$f":"IF(AR$16=0,0,IF(L$36*$J365^4  +    L$37*$J365^3   +    L$38*$J365^2    +    L$39*$J365   +    L$40>1,1,L$36*$J365^4  +    L$37*$J365^3   +    L$38*$J365^2    +    L$39*$J365   +    L$40))","v":0.16693616868006933},{"$f":"IF(AS$16=0,0,IF(M$36*$J365^4  +    M$37*$J365^3   +    M$38*$J365^2    +    M$39*$J365   +    M$40>1,1,M$36*$J365^4  +    M$37*$J365^3   +    M$38*$J365^2    +    M$39*$J365   +    M$40))","v":0.16693616868006933},{"$f":"IF(AT$16=0,0,IF(N$36*$J365^4  +    N$37*$J365^3   +    N$38*$J365^2    +    N$39*$J365   +    N$40>1,1,N$36*$J365^4  +    N$37*$J365^3   +    N$38*$J365^2    +    N$39*$J365   +    N$40))","v":0.16693616868006933},{"$f":"IF(AU$16=0,0,IF(O$36*$J365^4  +    O$37*$J365^3   +    O$38*$J365^2    +    O$39*$J365   +    O$40>1,1,O$36*$J365^4  +    O$37*$J365^3   +    O$38*$J365^2    +    O$39*$J365   +    O$40))","v":0.16693616868006933},{"$f":"IF(AV$16=0,0,IF(P$36*$J365^4  +    P$37*$J365^3   +    P$38*$J365^2    +    P$39*$J365   +    P$40>1,1,P$36*$J365^4  +    P$37*$J365^3   +    P$38*$J365^2    +    P$39*$J365   +    P$40))","v":0.16693616868006933},{"$f":"IF(AW$16=0,0,IF(Q$36*$J365^4  +    Q$37*$J365^3   +    Q$38*$J365^2    +    Q$39*$J365   +    Q$40>1,1,Q$36*$J365^4  +    Q$37*$J365^3   +    Q$38*$J365^2    +    Q$39*$J365   +    Q$40))","v":0.16693616868006933},{"$f":"IF(AX$16=0,0,IF(R$36*$J365^4  +    R$37*$J365^3   +    R$38*$J365^2    +    R$39*$J365   +    R$40>1,1,R$36*$J365^4  +    R$37*$J365^3   +    R$38*$J365^2    +    R$39*$J365   +    R$40))","v":0.16693616868006933},{"$f":"IF(AY$16=0,0,IF(S$36*$J365^4  +    S$37*$J365^3   +    S$38*$J365^2    +    S$39*$J365   +    S$40>1,1,S$36*$J365^4  +    S$37*$J365^3   +    S$38*$J365^2    +    S$39*$J365   +    S$40))","v":0.16693616868006933},{"$f":"IF(AZ$16=0,0,IF(T$36*$J365^4  +    T$37*$J365^3   +    T$38*$J365^2    +    T$39*$J365   +    T$40>1,1,T$36*$J365^4  +    T$37*$J365^3   +    T$38*$J365^2    +    T$39*$J365   +    T$40))","v":0.16693616868006933},{"$f":"IF(BA$16=0,0,IF(U$36*$J365^4  +    U$37*$J365^3   +    U$38*$J365^2    +    U$39*$J365   +    U$40>1,1,U$36*$J365^4  +    U$37*$J365^3   +    U$38*$J365^2    +    U$39*$J365   +    U$40))","v":0.16693616868006933},{"$f":"IF(BB$16=0,0,IF(V$36*$J365^4  +    V$37*$J365^3   +    V$38*$J365^2    +    V$39*$J365   +    V$40>1,1,V$36*$J365^4  +    V$37*$J365^3   +    V$38*$J365^2    +    V$39*$J365   +    V$40))","v":0.16693616868006933},{"$f":"IF(BC$16=0,0,IF(W$36*$J365^4  +    W$37*$J365^3   +    W$38*$J365^2    +    W$39*$J365   +    W$40>1,1,W$36*$J365^4  +    W$37*$J365^3   +    W$38*$J365^2    +    W$39*$J365   +    W$40))","v":0.16693616868006933},{"$f":"IF(BD$16=0,0,IF(X$36*$J365^4  +    X$37*$J365^3   +    X$38*$J365^2    +    X$39*$J365   +    X$40>1,1,X$36*$J365^4  +    X$37*$J365^3   +    X$38*$J365^2    +    X$39*$J365   +    X$40))","v":0.16693616868006933},{"$f":"IF(BE$16=0,0,IF(Y$36*$J365^4  +    Y$37*$J365^3   +    Y$38*$J365^2    +    Y$39*$J365   +    Y$40>1,1,Y$36*$J365^4  +    Y$37*$J365^3   +    Y$38*$J365^2    +    Y$39*$J365   +    Y$40))","v":0.16693616868006933},{"$f":"IF(BF$16=0,0,IF(Z$36*$J365^4  +    Z$37*$J365^3   +    Z$38*$J365^2    +    Z$39*$J365   +    Z$40>1,1,Z$36*$J365^4  +    Z$37*$J365^3   +    Z$38*$J365^2    +    Z$39*$J365   +    Z$40))","v":0.16693616868006933},{"$f":"IF(BG$16=0,0,IF(AA$36*$J365^4  +    AA$37*$J365^3   +    AA$38*$J365^2    +    AA$39*$J365   +    AA$40>1,1,AA$36*$J365^4  +    AA$37*$J365^3   +    AA$38*$J365^2    +    AA$39*$J365   +    AA$40))","v":0.16693616868006933},{"$f":"IF(BH$16=0,0,IF(AB$36*$J365^4  +    AB$37*$J365^3   +    AB$38*$J365^2    +    AB$39*$J365   +    AB$40>1,1,AB$36*$J365^4  +    AB$37*$J365^3   +    AB$38*$J365^2    +    AB$39*$J365   +    AB$40))","v":0.16693616868006933},{"$f":"IF(BI$16=0,0,IF(AC$36*$J365^4  +    AC$37*$J365^3   +    AC$38*$J365^2    +    AC$39*$J365   +    AC$40>1,1,AC$36*$J365^4  +    AC$37*$J365^3   +    AC$38*$J365^2    +    AC$39*$J365   +    AC$40))","v":0.16693616868006933},{"$f":"IF(BJ$16=0,0,IF(AD$36*$J365^4  +    AD$37*$J365^3   +    AD$38*$J365^2    +    AD$39*$J365   +    AD$40>1,1,AD$36*$J365^4  +    AD$37*$J365^3   +    AD$38*$J365^2    +    AD$39*$J365   +    AD$40))","v":0.16693616868006933},null,3.1999999999999758,{"$f":"IF(AG$43<>0,INDEX(K$45:K$1045, MATCH($AF365*(AG$43/24), $J$45:$J$1045)), 0)","v":0},{"$f":"IF(AH$43<>0,INDEX(L$45:L$1045, MATCH($AF365*(AH$43/24), $J$45:$J$1045)), 0)","v":0},{"$f":"IF(AI$43<>0,INDEX(M$45:M$1045, MATCH($AF365*(AI$43/24), $J$45:$J$1045)), 0)","v":0},{"$f":"IF(AJ$43<>0,INDEX(N$45:N$1045, MATCH($AF365*(AJ$43/24), $J$45:$J$1045)), 0)","v":0},{"$f":"IF(AK$43<>0,INDEX(O$45:O$1045, MATCH($AF365*(AK$43/24), $J$45:$J$1045)), 0)","v":0},{"$f":"IF(AL$43<>0,INDEX(P$45:P$1045, MATCH($AF365*(AL$43/24), $J$45:$J$1045)), 0)","v":0},{"$f":"IF(AM$43<>0,INDEX(Q$45:Q$1045, MATCH($AF365*(AM$43/24), $J$45:$J$1045)), 0)","v":0},{"$f":"IF(AN$43<>0,INDEX(R$45:R$1045, MATCH($AF365*(AN$43/24), $J$45:$J$1045)), 0)","v":0},{"$f":"IF(AO$43<>0,INDEX(S$45:S$1045, MATCH($AF365*(AO$43/24), $J$45:$J$1045)), 0)","v":0},{"$f":"IF(AP$43<>0,INDEX(T$45:T$1045, MATCH($AF365*(AP$43/24), $J$45:$J$1045)), 0)","v":0},{"$f":"IF(AQ$43<>0,INDEX(U$45:U$1045, MATCH($AF365*(AQ$43/24), $J$45:$J$1045)), 0)","v":0},{"$f":"IF(AR$43<>0,INDEX(V$45:V$1045, MATCH($AF365*(AR$43/24), $J$45:$J$1045)), 0)","v":0},{"$f":"IF(AS$43<>0,INDEX(W$45:W$1045, MATCH($AF365*(AS$43/24), $J$45:$J$1045)), 0)","v":0},{"$f":"IF(AT$43<>0,INDEX(X$45:X$1045, MATCH($AF365*(AT$43/24), $J$45:$J$1045)), 0)","v":0},{"$f":"IF(AU$43<>0,INDEX(Y$45:Y$1045, MATCH($AF365*(AU$43/24), $J$45:$J$1045)), 0)","v":0},{"$f":"IF(AV$43<>0,INDEX(Z$45:Z$1045, MATCH($AF365*(AV$43/24), $J$45:$J$1045)), 0)","v":0},{"$f":"IF(AW$43<>0,INDEX(AA$45:AA$1045, MATCH($AF365*(AW$43/24), $J$45:$J$1045)), 0)","v":0},{"$f":"IF(AX$43<>0,INDEX(AB$45:AB$1045, MATCH($AF365*(AX$43/24), $J$45:$J$1045)), 0)","v":0},{"$f":"IF(AY$43<>0,INDEX(AC$45:AC$1045, MATCH($AF365*(AY$43/24), $J$45:$J$1045)), 0)","v":0},{"$f":"IF(AZ$43<>0,INDEX(AD$45:AD$1045, MATCH($AF365*(AZ$43/24), $J$45:$J$1045)), 0)","v":0}]
[null,null,null,null,null,null,null,null,null,{"$f":"J365+0.01","v":3.2099999999999755},0.16743517120691931,0.16743517120691931,0.16743517120691931,0.16743517120691931,0.16743517120691931,0.16743517120691931,0.16743517120691931,0.16743517120691931,0.16743517120691931,0.16743517120691931,0.16743517120691931,0.16743517120691931,0.16743517120691931,0.16743517120691931,0.16743517120691931,0.16743517120691931,0.16743517120691931,0.16743517120691931,0.16743517120691931,0.16743517120691931,null,{"$f":"AF365+0.01","v":3.2099999999999755},0,0,0,0,0,0,0,0,0,0,0,0,0,0,0,0,0,0,0,0]
[null,null,null,null,null,null,null,null,null,3.2199999999999753,0.16793532366091241,0.16793532366091241,0.16793532366091241,0.16793532366091241,0.16793532366091241,0.16793532366091241,0.16793532366091241,0.16793532366091241,0.16793532366091241,0.16793532366091241,0.16793532366091241,0.16793532366091241,0.16793532366091241,0.16793532366091241,0.16793532366091241,0.16793532366091241,0.16793532366091241,0.16793532366091241,0.16793532366091241,0.16793532366091241,null,3.2199999999999753,0,0,0,0,0,0,0,0,0,0,0,0,0,0,0,0,0,0,0,0]
[null,null,null,null,null,null,null,null,null,3.2299999999999751,0.16843663428226008,0.16843663428226008,0.16843663428226008,0.16843663428226008,0.16843663428226008,0.16843663428226008,0.16843663428226008,0.16843663428226008,0.16843663428226008,0.16843663428226008,0.16843663428226008,0.16843663428226008,0.16843663428226008,0.16843663428226008,0.16843663428226008,0.16843663428226008,0.16843663428226008,0.16843663428226008,0.16843663428226008,0.16843663428226008,null,3.2299999999999751,0,0,0,0,0,0,0,0,0,0,0,0,0,0,0,0,0,0,0,0]
[null,null,null,null,null,null,null,null,null,3.2399999999999749,0.1689391113215199,0.1689391113215199,0.1689391113215199,0.1689391113215199,0.1689391113215199,0.1689391113215199,0.1689391113215199,0.1689391113215199,0.1689391113215199,0.1689391113215199,0.1689391113215199,0.1689391113215199,0.1689391113215199,0.1689391113215199,0.1689391113215199,0.1689391113215199,0.1689391113215199,0.1689391113215199,0.1689391113215199,0.1689391113215199,null,3.2399999999999749,0,0,0,0,0,0,0,0,0,0,0,0,0,0,0,0,0,0,0,0]
[null,null,null,null,null,null,null,null,null,3.2499999999999747,0.16944276303959527,0.16944276303959527,0.16944276303959527,0.16944276303959527,0.16944276303959527,0.16944276303959527,0.16944276303959527,0.16944276303959527,0.16944276303959527,0.16944276303959527,0.16944276303959527,0.16944276303959527,0.16944276303959527,0.16944276303959527,0.16944276303959527,0.16944276303959527,0.16944276303959527,0.16944276303959527,0.16944276303959527,0.16944276303959527,null,3.2499999999999747,0,0,0,0,0,0,0,0,0,0,0,0,0,0,0,0,0,0,0,0]
[null,null,null,null,null,null,null,null,null,3.2599999999999745,0.16994759770773565,0.16994759770773565,0.16994759770773565,0.16994759770773565,0.16994759770773565,0.16994759770773565,0.16994759770773565,0.16994759770773565,0.16994759770773565,0.16994759770773565,0.16994759770773565,0.16994759770773565,0.16994759770773565,0.16994759770773565,0.16994759770773565,0.16994759770773565,0.16994759770773565,0.16994759770773565,0.16994759770773565,0.16994759770773565,null,3.2599999999999745,0,0,0,0,0,0,0,0,0,0,0,0,0,0,0,0,0,0,0,0]
[null,null,null,null,null,null,null,null,null,3.2699999999999743,0.17045362360753652,0.17045362360753652,0.17045362360753652,0.17045362360753652,0.17045362360753652,0.17045362360753652,0.17045362360753652,0.17045362360753652,0.17045362360753652,0.17045362360753652,0.17045362360753652,0.17045362360753652,0.17045362360753652,0.17045362360753652,0.17045362360753652,0.17045362360753652,0.17045362360753652,0.17045362360753652,0.17045362360753652,0.17045362360753652,null,3.2699999999999743,0,0,0,0,0,0,0,0,0,0,0,0,0,0,0,0,0,0,0,0]
[null,null,null,null,null,null,null,null,null,3.279999999999974,0.17096084903093939,0.17096084903093939,0.17096084903093939,0.17096084903093939,0.17096084903093939,0.17096084903093939,0.17096084903093939,0.17096084903093939,0.17096084903093939,0.17096084903093939,0.17096084903093939,0.17096084903093939,0.17096084903093939,0.17096084903093939,0.17096084903093939,0.17096084903093939,0.17096084903093939,0.17096084903093939,0.17096084903093939,0.17096084903093939,null,3.279999999999974,0,0,0,0,0,0,0,0,0,0,0,0,0,0,0,0,0,0,0,0]
[null,null,null,null,null,null,null,null,null,3.2899999999999738,0.17146928228023162,0.17146928228023162,0.17146928228023162,0.17146928228023162,0.17146928228023162,0.17146928228023162,0.17146928228023162,0.17146928228023162,0.17146928228023162,0.17146928228023162,0.17146928228023162,0.17146928228023162,0.17146928228023162,0.17146928228023162,0.17146928228023162,0.17146928228023162,0.17146928228023162,0.17146928228023162,0.17146928228023162,0.17146928228023162,null,3.2899999999999738,0,0,0,0,0,0,0,0,0,0,0,0,0,0,0,0,0,0,0,0]
[null,null,null,null,null,null,null,null,null,3.2999999999999736,0.17197893166804673,0.17197893166804673,0.17197893166804673,0.17197893166804673,0.17197893166804673,0.17197893166804673,0.17197893166804673,0.17197893166804673,0.17197893166804673,0.17197893166804673,0.17197893166804673,0.17197893166804673,0.17197893166804673,0.17197893166804673,0.17197893166804673,0.17197893166804673,0.17197893166804673,0.17197893166804673,0.17197893166804673,0.17197893166804673,null,3.2999999999999736,0,0,0,0,0,0,0,0,0,0,0,0,0,0,0,0,0,0,0,0]
[null,null,null,null,null,null,null,null,null,3.3099999999999734,0.17248980551736409,0.17248980551736409,0.17248980551736409,0.17248980551736409,0.17248980551736409,0.17248980551736409,0.17248980551736409,0.17248980551736409,0.17248980551736409,0.17248980551736409,0.17248980551736409,0.17248980551736409,0.17248980551736409,0.17248980551736409,0.17248980551736409,0.17248980551736409,0.17248980551736409,0.17248980551736409,0.17248980551736409,0.17248980551736409,null,3.3099999999999734,0,0,0,0,0,0,0,0,0,0,0,0,0,0,0,0,0,0,0,0]
[null,null,null,null,null,null,null,null,null,3.3199999999999732,0.17300191216150917,0.17300191216150917,0.17300191216150917,0.17300191216150917,0.17300191216150917,0.17300191216150917,0.17300191216150917,0.17300191216150917,0.17300191216150917,0.17300191216150917,0.17300191216150917,0.17300191216150917,0.17300191216150917,0.17300191216150917,0.17300191216150917,0.17300191216150917,0.17300191216150917,0.17300191216150917,0.17300191216150917,0.17300191216150917,null,3.3199999999999732,0,0,0,0,0,0,0,0,0,0,0,0,0,0,0,0,0,0,0,0]
[null,null,null,null,null,null,null,null,null,3.329999999999973,0.1735152599441534,0.1735152599441534,0.1735152599441534,0.1735152599441534,0.1735152599441534,0.1735152599441534,0.1735152599441534,0.1735152599441534,0.1735152599441534,0.1735152599441534,0.1735152599441534,0.1735152599441534,0.1735152599441534,0.1735152599441534,0.1735152599441534,0.1735152599441534,0.1735152599441534,0.1735152599441534,0.1735152599441534,0.1735152599441534,null,3.329999999999973,0,0,0,0,0,0,0,0,0,0,0,0,0,0,0,0,0,0,0,0]
[null,null,null,null,null,null,null,null,null,3.3399999999999728,0.17402985721931408,0.17402985721931408,0.17402985721931408,0.17402985721931408,0.17402985721931408,0.17402985721931408,0.17402985721931408,0.17402985721931408,0.17402985721931408,0.17402985721931408,0.17402985721931408,0.17402985721931408,0.17402985721931408,0.17402985721931408,0.17402985721931408,0.17402985721931408,0.17402985721931408,0.17402985721931408,0.17402985721931408,0.17402985721931408,null,3.3399999999999728,0,0,0,0,0,0,0,0,0,0,0,0,0,0,0,0,0,0,0,0]
[null,null,null,null,null,null,null,null,null,3.3499999999999726,0.17454571235135474,0.17454571235135474,0.17454571235135474,0.17454571235135474,0.17454571235135474,0.17454571235135474,0.17454571235135474,0.17454571235135474,0.17454571235135474,0.17454571235135474,0.17454571235135474,0.17454571235135474,0.17454571235135474,0.17454571235135474,0.17454571235135474,0.17454571235135474,0.17454571235135474,0.17454571235135474,0.17454571235135474,0.17454571235135474,null,3.3499999999999726,0,0,0,0,0,0,0,0,0,0,0,0,0,0,0,0,0,0,0,0]
[null,null,null,null,null,null,null,null,null,3.3599999999999723,0.17506283371498471,0.17506283371498471,0.17506283371498471,0.17506283371498471,0.17506283371498471,0.17506283371498471,0.17506283371498471,0.17506283371498471,0.17506283371498471,0.17506283371498471,0.17506283371498471,0.17506283371498471,0.17506283371498471,0.17506283371498471,0.17506283371498471,0.17506283371498471,0.17506283371498471,0.17506283371498471,0.17506283371498471,0.17506283371498471,null,3.3599999999999723,0,0,0,0,0,0,0,0,0,0,0,0,0,0,0,0,0,0,0,0]
[null,null,null,null,null,null,null,null,null,3.3699999999999721,0.17558122969525947,0.17558122969525947,0.17558122969525947,0.17558122969525947,0.17558122969525947,0.17558122969525947,0.17558122969525947,0.17558122969525947,0.17558122969525947,0.17558122969525947,0.17558122969525947,0.17558122969525947,0.17558122969525947,0.17558122969525947,0.17558122969525947,0.17558122969525947,0.17558122969525947,0.17558122969525947,0.17558122969525947,0.17558122969525947,null,3.3699999999999721,0,0,0,0,0,0,0,0,0,0,0,0,0,0,0,0,0,0,0,0]
[null,null,null,null,null,null,null,null,null,3.3799999999999719,0.17610090868758027,0.17610090868758027,0.17610090868758027,0.17610090868758027,0.17610090868758027,0.17610090868758027,0.17610090868758027,0.17610090868758027,0.17610090868758027,0.17610090868758027,0.17610090868758027,0.17610090868758027,0.17610090868758027,0.17610090868758027,0.17610090868758027,0.17610090868758027,0.17610090868758027,0.17610090868758027,0.17610090868758027,0.17610090868758027,null,3.3799999999999719,0,0,0,0,0,0,0,0,0,0,0,0,0,0,0,0,0,0,0,0]
[null,null,null,null,null,null,null,null,null,3.3899999999999717,0.17662187909769456,0.17662187909769456,0.17662187909769456,0.17662187909769456,0.17662187909769456,0.17662187909769456,0.17662187909769456,0.17662187909769456,0.17662187909769456,0.17662187909769456,0.17662187909769456,0.17662187909769456,0.17662187909769456,0.17662187909769456,0.17662187909769456,0.17662187909769456,0.17662187909769456,0.17662187909769456,0.17662187909769456,0.17662187909769456,null,3.3899999999999717,0,0,0,0,0,0,0,0,0,0,0,0,0,0,0,0,0,0,0,0]
[null,null,null,null,null,null,null,null,null,3.3999999999999715,0.17714414934169576,0.17714414934169576,0.17714414934169576,0.17714414934169576,0.17714414934169576,0.17714414934169576,0.17714414934169576,0.17714414934169576,0.17714414934169576,0.17714414934169576,0.17714414934169576,0.17714414934169576,0.17714414934169576,0.17714414934169576,0.17714414934169576,0.17714414934169576,0.17714414934169576,0.17714414934169576,0.17714414934169576,0.17714414934169576,null,3.3999999999999715,0,0,0,0,0,0,0,0,0,0,0,0,0,0,0,0,0,0,0,0]
[null,null,null,null,null,null,null,null,null,3.4099999999999713,0.17766772784602314,0.17766772784602314,0.17766772784602314,0.17766772784602314,0.17766772784602314,0.17766772784602314,0.17766772784602314,0.17766772784602314,0.17766772784602314,0.17766772784602314,0.17766772784602314,0.17766772784602314,0.17766772784602314,0.17766772784602314,0.17766772784602314,0.17766772784602314,0.17766772784602314,0.17766772784602314,0.17766772784602314,0.17766772784602314,null,3.4099999999999713,0,0,0,0,0,0,0,0,0,0,0,0,0,0,0,0,0,0,0,0]
[null,null,null,null,null,null,null,null,null,3.4199999999999711,0.17819262304746208,0.17819262304746208,0.17819262304746208,0.17819262304746208,0.17819262304746208,0.17819262304746208,0.17819262304746208,0.17819262304746208,0.17819262304746208,0.17819262304746208,0.17819262304746208,0.17819262304746208,0.17819262304746208,0.17819262304746208,0.17819262304746208,0.17819262304746208,0.17819262304746208,0.17819262304746208,0.17819262304746208,0.17819262304746208,null,3.4199999999999711,0,0,0,0,0,0,0,0,0,0,0,0,0,0,0,0,0,0,0,0]
[null,null,null,null,null,null,null,null,null,3.4299999999999708,0.17871884339314392,0.17871884339314392,0.17871884339314392,0.17871884339314392,0.17871884339314392,0.17871884339314392,0.17871884339314392,0.17871884339314392,0.17871884339314392,0.17871884339314392,0.17871884339314392,0.17871884339314392,0.17871884339314392,0.17871884339314392,0.17871884339314392,0.17871884339314392,0.17871884339314392,0.17871884339314392,0.17871884339314392,0.17871884339314392,null,3.4299999999999708,0,0,0,0,0,0,0,0,0,0,0,0,0,0,0,0,0,0,0,0]
[null,null,null,null,null,null,null,null,null,3.4399999999999706,0.17924639734054609,0.17924639734054609,0.17924639734054609,0.17924639734054609,0.17924639734054609,0.17924639734054609,0.17924639734054609,0.17924639734054609,0.17924639734054609,0.17924639734054609,0.17924639734054609,0.17924639734054609,0.17924639734054609,0.17924639734054609,0.17924639734054609,0.17924639734054609,0.17924639734054609,0.17924639734054609,0.17924639734054609,0.17924639734054609,null,3.4399999999999706,0,0,0,0,0,0,0,0,0,0,0,0,0,0,0,0,0,0,0,0]
[null,null,null,null,null,null,null,null,null,3.4499999999999704,0.17977529335749182,0.17977529335749182,0.17977529335749182,0.17977529335749182,0.17977529335749182,0.17977529335749182,0.17977529335749182,0.17977529335749182,0.17977529335749182,0.17977529335749182,0.17977529335749182,0.17977529335749182,0.17977529335749182,0.17977529335749182,0.17977529335749182,0.17977529335749182,0.17977529335749182,0.17977529335749182,0.17977529335749182,0.17977529335749182,null,3.4499999999999704,0,0,0,0,0,0,0,0,0,0,0,0,0,0,0,0,0,0,0,0]
[null,null,null,null,null,null,null,null,null,3.4599999999999702,0.18030553992215048,0.18030553992215048,0.18030553992215048,0.18030553992215048,0.18030553992215048,0.18030553992215048,0.18030553992215048,0.18030553992215048,0.18030553992215048,0.18030553992215048,0.18030553992215048,0.18030553992215048,0.18030553992215048,0.18030553992215048,0.18030553992215048,0.18030553992215048,0.18030553992215048,0.18030553992215048,0.18030553992215048,0.18030553992215048,null,3.4599999999999702,0,0,0,0,0,0,0,0,0,0,0,0,0,0,0,0,0,0,0,0]
[null,null,null,null,null,null,null,null,null,3.46999999999997,0.18083714552303742,0.18083714552303742,0.18083714552303742,0.18083714552303742,0.18083714552303742,0.18083714552303742,0.18083714552303742,0.18083714552303742,0.18083714552303742,0.18083714552303742,0.18083714552303742,0.18083714552303742,0.18083714552303742,0.18083714552303742,0.18083714552303742,0.18083714552303742,0.18083714552303742,0.18083714552303742,0.18083714552303742,0.18083714552303742,null,3.46999999999997,0,0,0,0,0,0,0,0,0,0,0,0,0,0,0,0,0,0,0,0]
[null,null,null,null,null,null,null,null,null,3.4799999999999698,0.18137011865901387,0.18137011865901387,0.18137011865901387,0.18137011865901387,0.18137011865901387,0.18137011865901387,0.18137011865901387,0.18137011865901387,0.18137011865901387,0.18137011865901387,0.18137011865901387,0.18137011865901387,0.18137011865901387,0.18137011865901387,0.18137011865901387,0.18137011865901387,0.18137011865901387,0.18137011865901387,0.18137011865901387,0.18137011865901387,null,3.4799999999999698,0,0,0,0,0,0,0,0,0,0,0,0,0,0,0,0,0,0,0,0]
[null,null,null,null,null,null,null,null,null,3.4899999999999696,0.18190446783928721,0.18190446783928721,0.18190446783928721,0.18190446783928721,0.18190446783928721,0.18190446783928721,0.18190446783928721,0.18190446783928721,0.18190446783928721,0.18190446783928721,0.18190446783928721,0.18190446783928721,0.18190446783928721,0.18190446783928721,0.18190446783928721,0.18190446783928721,0.18190446783928721,0.18190446783928721,0.18190446783928721,0.18190446783928721,null,3.4899999999999696,0,0,0,0,0,0,0,0,0,0,0,0,0,0,0,0,0,0,0,0]
[null,null,null,null,null,null,null,null,null,3.4999999999999694,0.18244020158341068,0.18244020158341068,0.18244020158341068,0.18244020158341068,0.18244020158341068,0.18244020158341068,0.18244020158341068,0.18244020158341068,0.18244020158341068,0.18244020158341068,0.18244020158341068,0.18244020158341068,0.18244020158341068,0.18244020158341068,0.18244020158341068,0.18244020158341068,0.18244020158341068,0.18244020158341068,0.18244020158341068,0.18244020158341068,null,3.4999999999999694,0,0,0,0,0,0,0,0,0,0,0,0,0,0,0,0,0,0,0,0]
[null,null,null,null,null,null,null,null,null,3.5099999999999691,0.18297732842128367,0.18297732842128367,0.18297732842128367,0.18297732842128367,0.18297732842128367,0.18297732842128367,0.18297732842128367,0.18297732842128367,0.18297732842128367,0.18297732842128367,0.18297732842128367,0.18297732842128367,0.18297732842128367,0.18297732842128367,0.18297732842128367,0.18297732842128367,0.18297732842128367,0.18297732842128367,0.18297732842128367,0.18297732842128367,null,3.5099999999999691,0,0,0,0,0,0,0,0,0,0,0,0,0,0,0,0,0,0,0,0]
[null,null,null,null,null,null,null,null,null,3.5199999999999689,0.18351585689315131,0.18351585689315131,0.18351585689315131,0.18351585689315131,0.18351585689315131,0.18351585689315131,0.18351585689315131,0.18351585689315131,0.18351585689315131,0.18351585689315131,0.18351585689315131,0.18351585689315131,0.18351585689315131,0.18351585689315131,0.18351585689315131,0.18351585689315131,0.18351585689315131,0.18351585689315131,0.18351585689315131,0.18351585689315131,null,3.5199999999999689,0,0,0,0,0,0,0,0,0,0,0,0,0,0,0,0,0,0,0,0]
[null,null,null,null,null,null,null,null,null,3.5299999999999687,0.18405579554960505,0.18405579554960505,0.18405579554960505,0.18405579554960505,0.18405579554960505,0.18405579554960505,0.18405579554960505,0.18405579554960505,0.18405579554960505,0.18405579554960505,0.18405579554960505,0.18405579554960505,0.18405579554960505,0.18405579554960505,0.18405579554960505,0.18405579554960505,0.18405579554960505,0.18405579554960505,0.18405579554960505,0.18405579554960505,null,3.5299999999999687,0,0,0,0,0,0,0,0,0,0,0,0,0,0,0,0,0,0,0,0]
[null,null,null,null,null,null,null,null,null,3.5399999999999685,0.18459715295158208,0.18459715295158208,0.18459715295158208,0.18459715295158208,0.18459715295158208,0.18459715295158208,0.18459715295158208,0.18459715295158208,0.18459715295158208,0.18459715295158208,0.18459715295158208,0.18459715295158208,0.18459715295158208,0.18459715295158208,0.18459715295158208,0.18459715295158208,0.18459715295158208,0.18459715295158208,0.18459715295158208,0.18459715295158208,null,3.5399999999999685,0,0,0,0,0,0,0,0,0,0,0,0,0,0,0,0,0,0,0,0]
[null,null,null,null,null,null,null,null,null,3.5499999999999683,0.18513993767036563,0.18513993767036563,0.18513993767036563,0.18513993767036563,0.18513993767036563,0.18513993767036563,0.18513993767036563,0.18513993767036563,0.18513993767036563,0.18513993767036563,0.18513993767036563,0.18513993767036563,0.18513993767036563,0.18513993767036563,0.18513993767036563,0.18513993767036563,0.18513993767036563,0.18513993767036563,0.18513993767036563,0.18513993767036563,null,3.5499999999999683,0,0,0,0,0,0,0,0,0,0,0,0,0,0,0,0,0,0,0,0]
[null,null,null,null,null,null,null,null,null,3.5599999999999681,0.185684158287585,0.185684158287585,0.185684158287585,0.185684158287585,0.185684158287585,0.185684158287585,0.185684158287585,0.185684158287585,0.185684158287585,0.185684158287585,0.185684158287585,0.185684158287585,0.185684158287585,0.185684158287585,0.185684158287585,0.185684158287585,0.185684158287585,0.185684158287585,0.185684158287585,0.185684158287585,null,3.5599999999999681,0,0,0,0,0,0,0,0,0,0,0,0,0,0,0,0,0,0,0,0]
[null,null,null,null,null,null,null,null,null,3.5699999999999679,0.18622982339521543,0.18622982339521543,0.18622982339521543,0.18622982339521543,0.18622982339521543,0.18622982339521543,0.18622982339521543,0.18622982339521543,0.18622982339521543,0.18622982339521543,0.18622982339521543,0.18622982339521543,0.18622982339521543,0.18622982339521543,0.18622982339521543,0.18622982339521543,0.18622982339521543,0.18622982339521543,0.18622982339521543,0.18622982339521543,null,3.5699999999999679,0,0,0,0,0,0,0,0,0,0,0,0,0,0,0,0,0,0,0,0]
[null,null,null,null,null,null,null,null,null,3.5799999999999677,0.18677694159557817,0.18677694159557817,0.18677694159557817,0.18677694159557817,0.18677694159557817,0.18677694159557817,0.18677694159557817,0.18677694159557817,0.18677694159557817,0.18677694159557817,0.18677694159557817,0.18677694159557817,0.18677694159557817,0.18677694159557817,0.18677694159557817,0.18677694159557817,0.18677694159557817,0.18677694159557817,0.18677694159557817,0.18677694159557817,null,3.5799999999999677,0,0,0,0,0,0,0,0,0,0,0,0,0,0,0,0,0,0,0,0]
[null,null,null,null,null,null,null,null,null,3.5899999999999674,0.18732552150134041,0.18732552150134041,0.18732552150134041,0.18732552150134041,0.18732552150134041,0.18732552150134041,0.18732552150134041,0.18732552150134041,0.18732552150134041,0.18732552150134041,0.18732552150134041,0.18732552150134041,0.18732552150134041,0.18732552150134041,0.18732552150134041,0.18732552150134041,0.18732552150134041,0.18732552150134041,0.18732552150134041,0.18732552150134041,null,3.5899999999999674,0,0,0,0,0,0,0,0,0,0,0,0,0,0,0,0,0,0,0,0]
[null,null,null,null,null,null,null,null,null,3.5999999999999672,0.1878755717355155,0.1878755717355155,0.1878755717355155,0.1878755717355155,0.1878755717355155,0.1878755717355155,0.1878755717355155,0.1878755717355155,0.1878755717355155,0.1878755717355155,0.1878755717355155,0.1878755717355155,0.1878755717355155,0.1878755717355155,0.1878755717355155,0.1878755717355155,0.1878755717355155,0.1878755717355155,0.1878755717355155,0.1878755717355155,null,3.5999999999999672,0,0,0,0,0,0,0,0,0,0,0,0,0,0,0,0,0,0,0,0]
[null,null,null,null,null,null,null,null,null,3.609999999999967,0.18842710093146253,0.18842710093146253,0.18842710093146253,0.18842710093146253,0.18842710093146253,0.18842710093146253,0.18842710093146253,0.18842710093146253,0.18842710093146253,0.18842710093146253,0.18842710093146253,0.18842710093146253,0.18842710093146253,0.18842710093146253,0.18842710093146253,0.18842710093146253,0.18842710093146253,0.18842710093146253,0.18842710093146253,0.18842710093146253,null,3.609999999999967,0,0,0,0,0,0,0,0,0,0,0,0,0,0,0,0,0,0,0,0]
[null,null,null,null,null,null,null,null,null,3.6199999999999668,0.18898011773288675,0.18898011773288675,0.18898011773288675,0.18898011773288675,0.18898011773288675,0.18898011773288675,0.18898011773288675,0.18898011773288675,0.18898011773288675,0.18898011773288675,0.18898011773288675,0.18898011773288675,0.18898011773288675,0.18898011773288675,0.18898011773288675,0.18898011773288675,0.18898011773288675,0.18898011773288675,0.18898011773288675,0.18898011773288675,null,3.6199999999999668,0,0,0,0,0,0,0,0,0,0,0,0,0,0,0,0,0,0,0,0]
[null,null,null,null,null,null,null,null,null,3.6299999999999666,0.18953463079383942,0.18953463079383942,0.18953463079383942,0.18953463079383942,0.18953463079383942,0.18953463079383942,0.18953463079383942,0.18953463079383942,0.18953463079383942,0.18953463079383942,0.18953463079383942,0.18953463079383942,0.18953463079383942,0.18953463079383942,0.18953463079383942,0.18953463079383942,0.18953463079383942,0.18953463079383942,0.18953463079383942,0.18953463079383942,null,3.6299999999999666,0,0,0,0,0,0,0,0,0,0,0,0,0,0,0,0,0,0,0,0]
[null,null,null,null,null,null,null,null,null,3.6399999999999664,0.19009064877871762,0.19009064877871762,0.19009064877871762,0.19009064877871762,0.19009064877871762,0.19009064877871762,0.19009064877871762,0.19009064877871762,0.19009064877871762,0.19009064877871762,0.19009064877871762,0.19009064877871762,0.19009064877871762,0.19009064877871762,0.19009064877871762,0.19009064877871762,0.19009064877871762,0.19009064877871762,0.19009064877871762,0.19009064877871762,null,3.6399999999999664,0,0,0,0,0,0,0,0,0,0,0,0,0,0,0,0,0,0,0,0]
[null,null,null,null,null,null,null,null,null,3.6499999999999662,0.19064818036226472,0.19064818036226472,0.19064818036226472,0.19064818036226472,0.19064818036226472,0.19064818036226472,0.19064818036226472,0.19064818036226472,0.19064818036226472,0.19064818036226472,0.19064818036226472,0.19064818036226472,0.19064818036226472,0.19064818036226472,0.19064818036226472,0.19064818036226472,0.19064818036226472,0.19064818036226472,0.19064818036226472,0.19064818036226472,null,3.6499999999999662,0,0,0,0,0,0,0,0,0,0,0,0,0,0,0,0,0,0,0,0]
[null,null,null,null,null,null,null,null,null,3.6599999999999659,0.19120723422956976,0.19120723422956976,0.19120723422956976,0.19120723422956976,0.19120723422956976,0.19120723422956976,0.19120723422956976,0.19120723422956976,0.19120723422956976,0.19120723422956976,0.19120723422956976,0.19120723422956976,0.19120723422956976,0.19120723422956976,0.19120723422956976,0.19120723422956976,0.19120723422956976,0.19120723422956976,0.19120723422956976,0.19120723422956976,null,3.6599999999999659,0,0,0,0,0,0,0,0,0,0,0,0,0,0,0,0,0,0,0,0]
[null,null,null,null,null,null,null,null,null,3.6699999999999657,0.19176781907606799,0.19176781907606799,0.19176781907606799,0.19176781907606799,0.19176781907606799,0.19176781907606799,0.19176781907606799,0.19176781907606799,0.19176781907606799,0.19176781907606799,0.19176781907606799,0.19176781907606799,0.19176781907606799,0.19176781907606799,0.19176781907606799,0.19176781907606799,0.19176781907606799,0.19176781907606799,0.19176781907606799,0.19176781907606799,null,3.6699999999999657,0,0,0,0,0,0,0,0,0,0,0,0,0,0,0,0,0,0,0,0]
[null,null,null,null,null,null,null,null,null,3.6799999999999655,0.19232994360754058,0.19232994360754058,0.19232994360754058,0.19232994360754058,0.19232994360754058,0.19232994360754058,0.19232994360754058,0.19232994360754058,0.19232994360754058,0.19232994360754058,0.19232994360754058,0.19232994360754058,0.19232994360754058,0.19232994360754058,0.19232994360754058,0.19232994360754058,0.19232994360754058,0.19232994360754058,0.19232994360754058,0.19232994360754058,null,3.6799999999999655,0,0,0,0,0,0,0,0,0,0,0,0,0,0,0,0,0,0,0,0]
[null,null,null,null,null,null,null,null,null,3.6899999999999653,0.19289361654011461,0.19289361654011461,0.19289361654011461,0.19289361654011461,0.19289361654011461,0.19289361654011461,0.19289361654011461,0.19289361654011461,0.19289361654011461,0.19289361654011461,0.19289361654011461,0.19289361654011461,0.19289361654011461,0.19289361654011461,0.19289361654011461,0.19289361654011461,0.19289361654011461,0.19289361654011461,0.19289361654011461,0.19289361654011461,null,3.6899999999999653,0,0,0,0,0,0,0,0,0,0,0,0,0,0,0,0,0,0,0,0]
[null,null,null,null,null,null,null,null,null,3.6999999999999651,0.19345884660026341,0.19345884660026341,0.19345884660026341,0.19345884660026341,0.19345884660026341,0.19345884660026341,0.19345884660026341,0.19345884660026341,0.19345884660026341,0.19345884660026341,0.19345884660026341,0.19345884660026341,0.19345884660026341,0.19345884660026341,0.19345884660026341,0.19345884660026341,0.19345884660026341,0.19345884660026341,0.19345884660026341,0.19345884660026341,null,3.6999999999999651,0,0,0,0,0,0,0,0,0,0,0,0,0,0,0,0,0,0,0,0]
[null,null,null,null,null,null,null,null,null,3.7099999999999649,0.19402564252480592,0.19402564252480592,0.19402564252480592,0.19402564252480592,0.19402564252480592,0.19402564252480592,0.19402564252480592,0.19402564252480592,0.19402564252480592,0.19402564252480592,0.19402564252480592,0.19402564252480592,0.19402564252480592,0.19402564252480592,0.19402564252480592,0.19402564252480592,0.19402564252480592,0.19402564252480592,0.19402564252480592,0.19402564252480592,null,3.7099999999999649,0,0,0,0,0,0,0,0,0,0,0,0,0,0,0,0,0,0,0,0]
[null,null,null,null,null,null,null,null,null,3.7199999999999647,0.19459401306090746,0.19459401306090746,0.19459401306090746,0.19459401306090746,0.19459401306090746,0.19459401306090746,0.19459401306090746,0.19459401306090746,0.19459401306090746,0.19459401306090746,0.19459401306090746,0.19459401306090746,0.19459401306090746,0.19459401306090746,0.19459401306090746,0.19459401306090746,0.19459401306090746,0.19459401306090746,0.19459401306090746,0.19459401306090746,null,3.7199999999999647,0,0,0,0,0,0,0,0,0,0,0,0,0,0,0,0,0,0,0,0]
[null,null,null,null,null,null,null,null,null,3.7299999999999645,0.19516396696607907,0.19516396696607907,0.19516396696607907,0.19516396696607907,0.19516396696607907,0.19516396696607907,0.19516396696607907,0.19516396696607907,0.19516396696607907,0.19516396696607907,0.19516396696607907,0.19516396696607907,0.19516396696607907,0.19516396696607907,0.19516396696607907,0.19516396696607907,0.19516396696607907,0.19516396696607907,0.19516396696607907,0.19516396696607907,null,3.7299999999999645,0,0,0,0,0,0,0,0,0,0,0,0,0,0,0,0,0,0,0,0]
[null,null,null,null,null,null,null,null,null,3.7399999999999642,0.19573551300817793,0.19573551300817793,0.19573551300817793,0.19573551300817793,0.19573551300817793,0.19573551300817793,0.19573551300817793,0.19573551300817793,0.19573551300817793,0.19573551300817793,0.19573551300817793,0.19573551300817793,0.19573551300817793,0.19573551300817793,0.19573551300817793,0.19573551300817793,0.19573551300817793,0.19573551300817793,0.19573551300817793,0.19573551300817793,null,3.7399999999999642,0,0,0,0,0,0,0,0,0,0,0,0,0,0,0,0,0,0,0,0]
[null,null,null,null,null,null,null,null,null,3.749999999999964,0.19630865996540714,0.19630865996540714,0.19630865996540714,0.19630865996540714,0.19630865996540714,0.19630865996540714,0.19630865996540714,0.19630865996540714,0.19630865996540714,0.19630865996540714,0.19630865996540714,0.19630865996540714,0.19630865996540714,0.19630865996540714,0.19630865996540714,0.19630865996540714,0.19630865996540714,0.19630865996540714,0.19630865996540714,0.19630865996540714,null,3.749999999999964,0,0,0,0,0,0,0,0,0,0,0,0,0,0,0,0,0,0,0,0]
[null,null,null,null,null,null,null,null,null,3.7599999999999638,0.19688341662631575,0.19688341662631575,0.19688341662631575,0.19688341662631575,0.19688341662631575,0.19688341662631575,0.19688341662631575,0.19688341662631575,0.19688341662631575,0.19688341662631575,0.19688341662631575,0.19688341662631575,0.19688341662631575,0.19688341662631575,0.19688341662631575,0.19688341662631575,0.19688341662631575,0.19688341662631575,0.19688341662631575,0.19688341662631575,null,3.7599999999999638,0,0,0,0,0,0,0,0,0,0,0,0,0,0,0,0,0,0,0,0]
[null,null,null,null,null,null,null,null,null,3.7699999999999636,0.197459791789799,0.197459791789799,0.197459791789799,0.197459791789799,0.197459791789799,0.197459791789799,0.197459791789799,0.197459791789799,0.197459791789799,0.197459791789799,0.197459791789799,0.197459791789799,0.197459791789799,0.197459791789799,0.197459791789799,0.197459791789799,0.197459791789799,0.197459791789799,0.197459791789799,0.197459791789799,null,3.7699999999999636,0,0,0,0,0,0,0,0,0,0,0,0,0,0,0,0,0,0,0,0]
[null,null,null,null,null,null,null,null,null,3.7799999999999634,0.19803779426509793,0.19803779426509793,0.19803779426509793,0.19803779426509793,0.19803779426509793,0.19803779426509793,0.19803779426509793,0.19803779426509793,0.19803779426509793,0.19803779426509793,0.19803779426509793,0.19803779426509793,0.19803779426509793,0.19803779426509793,0.19803779426509793,0.19803779426509793,0.19803779426509793,0.19803779426509793,0.19803779426509793,0.19803779426509793,null,3.7799999999999634,0,0,0,0,0,0,0,0,0,0,0,0,0,0,0,0,0,0,0,0]
[null,null,null,null,null,null,null,null,null,3.7899999999999632,0.19861743287179962,0.19861743287179962,0.19861743287179962,0.19861743287179962,0.19861743287179962,0.19861743287179962,0.19861743287179962,0.19861743287179962,0.19861743287179962,0.19861743287179962,0.19861743287179962,0.19861743287179962,0.19861743287179962,0.19861743287179962,0.19861743287179962,0.19861743287179962,0.19861743287179962,0.19861743287179962,0.19861743287179962,0.19861743287179962,null,3.7899999999999632,0,0,0,0,0,0,0,0,0,0,0,0,0,0,0,0,0,0,0,0]
[null,null,null,null,null,null,null,null,null,3.799999999999963,0.19919871643983711,0.19919871643983711,0.19919871643983711,0.19919871643983711,0.19919871643983711,0.19919871643983711,0.19919871643983711,0.19919871643983711,0.19919871643983711,0.19919871643983711,0.19919871643983711,0.19919871643983711,0.19919871643983711,0.19919871643983711,0.19919871643983711,0.19919871643983711,0.19919871643983711,0.19919871643983711,0.19919871643983711,0.19919871643983711,null,3.799999999999963,0,0,0,0,0,0,0,0,0,0,0,0,0,0,0,0,0,0,0,0]
[null,null,null,null,null,null,null,null,null,3.8099999999999627,0.19978165380948959,0.19978165380948959,0.19978165380948959,0.19978165380948959,0.19978165380948959,0.19978165380948959,0.19978165380948959,0.19978165380948959,0.19978165380948959,0.19978165380948959,0.19978165380948959,0.19978165380948959,0.19978165380948959,0.19978165380948959,0.19978165380948959,0.19978165380948959,0.19978165380948959,0.19978165380948959,0.19978165380948959,0.19978165380948959,null,3.8099999999999627,0,0,0,0,0,0,0,0,0,0,0,0,0,0,0,0,0,0,0,0]
[null,null,null,null,null,null,null,null,null,3.8199999999999625,0.20036625383138212,0.20036625383138212,0.20036625383138212,0.20036625383138212,0.20036625383138212,0.20036625383138212,0.20036625383138212,0.20036625383138212,0.20036625383138212,0.20036625383138212,0.20036625383138212,0.20036625383138212,0.20036625383138212,0.20036625383138212,0.20036625383138212,0.20036625383138212,0.20036625383138212,0.20036625383138212,0.20036625383138212,0.20036625383138212,null,3.8199999999999625,0,0,0,0,0,0,0,0,0,0,0,0,0,0,0,0,0,0,0,0]
[null,null,null,null,null,null,null,null,null,3.8299999999999623,0.20095252536648567,0.20095252536648567,0.20095252536648567,0.20095252536648567,0.20095252536648567,0.20095252536648567,0.20095252536648567,0.20095252536648567,0.20095252536648567,0.20095252536648567,0.20095252536648567,0.20095252536648567,0.20095252536648567,0.20095252536648567,0.20095252536648567,0.20095252536648567,0.20095252536648567,0.20095252536648567,0.20095252536648567,0.20095252536648567,null,3.8299999999999623,0,0,0,0,0,0,0,0,0,0,0,0,0,0,0,0,0,0,0,0]
[null,null,null,null,null,null,null,null,null,3.8399999999999621,{"$f":"IF(AQ$16=0,0,IF(K$36*$J429^4  +    K$37*$J429^3   +    K$38*$J429^2    +    K$39*$J429   +    K$40>1,1,K$36*$J429^4  +    K$37*$J429^3   +    K$38*$J429^2    +    K$39*$J429   +    K$40))","v":0.2015404772861174},{"$f":"IF(AR$16=0,0,IF(L$36*$J429^4  +    L$37*$J429^3   +    L$38*$J429^2    +    L$39*$J429   +    L$40>1,1,L$36*$J429^4  +    L$37*$J429^3   +    L$38*$J429^2    +    L$39*$J429   +    L$40))","v":0.2015404772861174},{"$f":"IF(AS$16=0,0,IF(M$36*$J429^4  +    M$37*$J429^3   +    M$38*$J429^2    +    M$39*$J429   +    M$40>1,1,M$36*$J429^4  +    M$37*$J429^3   +    M$38*$J429^2    +    M$39*$J429   +    M$40))","v":0.2015404772861174},{"$f":"IF(AT$16=0,0,IF(N$36*$J429^4  +    N$37*$J429^3   +    N$38*$J429^2    +    N$39*$J429   +    N$40>1,1,N$36*$J429^4  +    N$37*$J429^3   +    N$38*$J429^2    +    N$39*$J429   +    N$40))","v":0.2015404772861174},{"$f":"IF(AU$16=0,0,IF(O$36*$J429^4  +    O$37*$J429^3   +    O$38*$J429^2    +    O$39*$J429   +    O$40>1,1,O$36*$J429^4  +    O$37*$J429^3   +    O$38*$J429^2    +    O$39*$J429   +    O$40))","v":0.2015404772861174},{"$f":"IF(AV$16=0,0,IF(P$36*$J429^4  +    P$37*$J429^3   +    P$38*$J429^2    +    P$39*$J429   +    P$40>1,1,P$36*$J429^4  +    P$37*$J429^3   +    P$38*$J429^2    +    P$39*$J429   +    P$40))","v":0.2015404772861174},{"$f":"IF(AW$16=0,0,IF(Q$36*$J429^4  +    Q$37*$J429^3   +    Q$38*$J429^2    +    Q$39*$J429   +    Q$40>1,1,Q$36*$J429^4  +    Q$37*$J429^3   +    Q$38*$J429^2    +    Q$39*$J429   +    Q$40))","v":0.2015404772861174},{"$f":"IF(AX$16=0,0,IF(R$36*$J429^4  +    R$37*$J429^3   +    R$38*$J429^2    +    R$39*$J429   +    R$40>1,1,R$36*$J429^4  +    R$37*$J429^3   +    R$38*$J429^2    +    R$39*$J429   +    R$40))","v":0.2015404772861174},{"$f":"IF(AY$16=0,0,IF(S$36*$J429^4  +    S$37*$J429^3   +    S$38*$J429^2    +    S$39*$J429   +    S$40>1,1,S$36*$J429^4  +    S$37*$J429^3   +    S$38*$J429^2    +    S$39*$J429   +    S$40))","v":0.2015404772861174},{"$f":"IF(AZ$16=0,0,IF(T$36*$J429^4  +    T$37*$J429^3   +    T$38*$J429^2    +    T$39*$J429   +    T$40>1,1,T$36*$J429^4  +    T$37*$J429^3   +    T$38*$J429^2    +    T$39*$J429   +    T$40))","v":0.2015404772861174},{"$f":"IF(BA$16=0,0,IF(U$36*$J429^4  +    U$37*$J429^3   +    U$38*$J429^2    +    U$39*$J429   +    U$40>1,1,U$36*$J429^4  +    U$37*$J429^3   +    U$38*$J429^2    +    U$39*$J429   +    U$40))","v":0.2015404772861174},{"$f":"IF(BB$16=0,0,IF(V$36*$J429^4  +    V$37*$J429^3   +    V$38*$J429^2    +    V$39*$J429   +    V$40>1,1,V$36*$J429^4  +    V$37*$J429^3   +    V$38*$J429^2    +    V$39*$J429   +    V$40))","v":0.2015404772861174},{"$f":"IF(BC$16=0,0,IF(W$36*$J429^4  +    W$37*$J429^3   +    W$38*$J429^2    +    W$39*$J429   +    W$40>1,1,W$36*$J429^4  +    W$37*$J429^3   +    W$38*$J429^2    +    W$39*$J429   +    W$40))","v":0.2015404772861174},{"$f":"IF(BD$16=0,0,IF(X$36*$J429^4  +    X$37*$J429^3   +    X$38*$J429^2    +    X$39*$J429   +    X$40>1,1,X$36*$J429^4  +    X$37*$J429^3   +    X$38*$J429^2    +    X$39*$J429   +    X$40))","v":0.2015404772861174},{"$f":"IF(BE$16=0,0,IF(Y$36*$J429^4  +    Y$37*$J429^3   +    Y$38*$J429^2    +    Y$39*$J429   +    Y$40>1,1,Y$36*$J429^4  +    Y$37*$J429^3   +    Y$38*$J429^2    +    Y$39*$J429   +    Y$40))","v":0.2015404772861174},{"$f":"IF(BF$16=0,0,IF(Z$36*$J429^4  +    Z$37*$J429^3   +    Z$38*$J429^2    +    Z$39*$J429   +    Z$40>1,1,Z$36*$J429^4  +    Z$37*$J429^3   +    Z$38*$J429^2    +    Z$39*$J429   +    Z$40))","v":0.2015404772861174},{"$f":"IF(BG$16=0,0,IF(AA$36*$J429^4  +    AA$37*$J429^3   +    AA$38*$J429^2    +    AA$39*$J429   +    AA$40>1,1,AA$36*$J429^4  +    AA$37*$J429^3   +    AA$38*$J429^2    +    AA$39*$J429   +    AA$40))","v":0.2015404772861174},{"$f":"IF(BH$16=0,0,IF(AB$36*$J429^4  +    AB$37*$J429^3   +    AB$38*$J429^2    +    AB$39*$J429   +    AB$40>1,1,AB$36*$J429^4  +    AB$37*$J429^3   +    AB$38*$J429^2    +    AB$39*$J429   +    AB$40))","v":0.2015404772861174},{"$f":"IF(BI$16=0,0,IF(AC$36*$J429^4  +    AC$37*$J429^3   +    AC$38*$J429^2    +    AC$39*$J429   +    AC$40>1,1,AC$36*$J429^4  +    AC$37*$J429^3   +    AC$38*$J429^2    +    AC$39*$J429   +    AC$40))","v":0.2015404772861174},{"$f":"IF(BJ$16=0,0,IF(AD$36*$J429^4  +    AD$37*$J429^3   +    AD$38*$J429^2    +    AD$39*$J429   +    AD$40>1,1,AD$36*$J429^4  +    AD$37*$J429^3   +    AD$38*$J429^2    +    AD$39*$J429   +    AD$40))","v":0.2015404772861174},null,3.8399999999999621,{"$f":"IF(AG$43<>0,INDEX(K$45:K$1045, MATCH($AF429*(AG$43/24), $J$45:$J$1045)), 0)","v":0},{"$f":"IF(AH$43<>0,INDEX(L$45:L$1045, MATCH($AF429*(AH$43/24), $J$45:$J$1045)), 0)","v":0},{"$f":"IF(AI$43<>0,INDEX(M$45:M$1045, MATCH($AF429*(AI$43/24), $J$45:$J$1045)), 0)","v":0},{"$f":"IF(AJ$43<>0,INDEX(N$45:N$1045, MATCH($AF429*(AJ$43/24), $J$45:$J$1045)), 0)","v":0},{"$f":"IF(AK$43<>0,INDEX(O$45:O$1045, MATCH($AF429*(AK$43/24), $J$45:$J$1045)), 0)","v":0},{"$f":"IF(AL$43<>0,INDEX(P$45:P$1045, MATCH($AF429*(AL$43/24), $J$45:$J$1045)), 0)","v":0},{"$f":"IF(AM$43<>0,INDEX(Q$45:Q$1045, MATCH($AF429*(AM$43/24), $J$45:$J$1045)), 0)","v":0},{"$f":"IF(AN$43<>0,INDEX(R$45:R$1045, MATCH($AF429*(AN$43/24), $J$45:$J$1045)), 0)","v":0},{"$f":"IF(AO$43<>0,INDEX(S$45:S$1045, MATCH($AF429*(AO$43/24), $J$45:$J$1045)), 0)","v":0},{"$f":"IF(AP$43<>0,INDEX(T$45:T$1045, MATCH($AF429*(AP$43/24), $J$45:$J$1045)), 0)","v":0},{"$f":"IF(AQ$43<>0,INDEX(U$45:U$1045, MATCH($AF429*(AQ$43/24), $J$45:$J$1045)), 0)","v":0},{"$f":"IF(AR$43<>0,INDEX(V$45:V$1045, MATCH($AF429*(AR$43/24), $J$45:$J$1045)), 0)","v":0},{"$f":"IF(AS$43<>0,INDEX(W$45:W$1045, MATCH($AF429*(AS$43/24), $J$45:$J$1045)), 0)","v":0},{"$f":"IF(AT$43<>0,INDEX(X$45:X$1045, MATCH($AF429*(AT$43/24), $J$45:$J$1045)), 0)","v":0},{"$f":"IF(AU$43<>0,INDEX(Y$45:Y$1045, MATCH($AF429*(AU$43/24), $J$45:$J$1045)), 0)","v":0},{"$f":"IF(AV$43<>0,INDEX(Z$45:Z$1045, MATCH($AF429*(AV$43/24), $J$45:$J$1045)), 0)","v":0},{"$f":"IF(AW$43<>0,INDEX(AA$45:AA$1045, MATCH($AF429*(AW$43/24), $J$45:$J$1045)), 0)","v":0},{"$f":"IF(AX$43<>0,INDEX(AB$45:AB$1045, MATCH($AF429*(AX$43/24), $J$45:$J$1045)), 0)","v":0},{"$f":"IF(AY$43<>0,INDEX(AC$45:AC$1045, MATCH($AF429*(AY$43/24), $J$45:$J$1045)), 0)","v":0},{"$f":"IF(AZ$43<>0,INDEX(AD$45:AD$1045, MATCH($AF429*(AZ$43/24), $J$45:$J$1045)), 0)","v":0}]
[null,null,null,null,null,null,null,null,null,{"$f":"J429+0.01","v":3.8499999999999619},0.20213011847194029,0.20213011847194029,0.20213011847194029,0.20213011847194029,0.20213011847194029,0.20213011847194029,0.20213011847194029,0.20213011847194029,0.20213011847194029,0.20213011847194029,0.20213011847194029,0.20213011847194029,0.20213011847194029,0.20213011847194029,0.20213011847194029,0.20213011847194029,0.20213011847194029,0.20213011847194029,0.20213011847194029,0.20213011847194029,null,{"$f":"AF429+0.01","v":3.8499999999999619},0,0,0,0,0,0,0,0,0,0,0,0,0,0,0,0,0,0,0,0]
[null,null,null,null,null,null,null,null,null,3.8599999999999617,0.2027214578159634,0.2027214578159634,0.2027214578159634,0.2027214578159634,0.2027214578159634,0.2027214578159634,0.2027214578159634,0.2027214578159634,0.2027214578159634,0.2027214578159634,0.2027214578159634,0.2027214578159634,0.2027214578159634,0.2027214578159634,0.2027214578159634,0.2027214578159634,0.2027214578159634,0.2027214578159634,0.2027214578159634,0.2027214578159634,null,3.8599999999999617,0,0,0,0,0,0,0,0,0,0,0,0,0,0,0,0,0,0,0,0]
[null,null,null,null,null,null,null,null,null,3.8699999999999615,0.20331450422054181,0.20331450422054181,0.20331450422054181,0.20331450422054181,0.20331450422054181,0.20331450422054181,0.20331450422054181,0.20331450422054181,0.20331450422054181,0.20331450422054181,0.20331450422054181,0.20331450422054181,0.20331450422054181,0.20331450422054181,0.20331450422054181,0.20331450422054181,0.20331450422054181,0.20331450422054181,0.20331450422054181,0.20331450422054181,null,3.8699999999999615,0,0,0,0,0,0,0,0,0,0,0,0,0,0,0,0,0,0,0,0]
[null,null,null,null,null,null,null,null,null,3.8799999999999613,0.20390926659837649,0.20390926659837649,0.20390926659837649,0.20390926659837649,0.20390926659837649,0.20390926659837649,0.20390926659837649,0.20390926659837649,0.20390926659837649,0.20390926659837649,0.20390926659837649,0.20390926659837649,0.20390926659837649,0.20390926659837649,0.20390926659837649,0.20390926659837649,0.20390926659837649,0.20390926659837649,0.20390926659837649,0.20390926659837649,null,3.8799999999999613,0,0,0,0,0,0,0,0,0,0,0,0,0,0,0,0,0,0,0,0]
[null,null,null,null,null,null,null,null,null,3.889999999999961,0.20450575387251457,0.20450575387251457,0.20450575387251457,0.20450575387251457,0.20450575387251457,0.20450575387251457,0.20450575387251457,0.20450575387251457,0.20450575387251457,0.20450575387251457,0.20450575387251457,0.20450575387251457,0.20450575387251457,0.20450575387251457,0.20450575387251457,0.20450575387251457,0.20450575387251457,0.20450575387251457,0.20450575387251457,0.20450575387251457,null,3.889999999999961,0,0,0,0,0,0,0,0,0,0,0,0,0,0,0,0,0,0,0,0]
[null,null,null,null,null,null,null,null,null,3.8999999999999608,0.20510397497634897,0.20510397497634897,0.20510397497634897,0.20510397497634897,0.20510397497634897,0.20510397497634897,0.20510397497634897,0.20510397497634897,0.20510397497634897,0.20510397497634897,0.20510397497634897,0.20510397497634897,0.20510397497634897,0.20510397497634897,0.20510397497634897,0.20510397497634897,0.20510397497634897,0.20510397497634897,0.20510397497634897,0.20510397497634897,null,3.8999999999999608,0,0,0,0,0,0,0,0,0,0,0,0,0,0,0,0,0,0,0,0]
[null,null,null,null,null,null,null,null,null,3.9099999999999606,0.20570393885361865,0.20570393885361865,0.20570393885361865,0.20570393885361865,0.20570393885361865,0.20570393885361865,0.20570393885361865,0.20570393885361865,0.20570393885361865,0.20570393885361865,0.20570393885361865,0.20570393885361865,0.20570393885361865,0.20570393885361865,0.20570393885361865,0.20570393885361865,0.20570393885361865,0.20570393885361865,0.20570393885361865,0.20570393885361865,null,3.9099999999999606,0,0,0,0,0,0,0,0,0,0,0,0,0,0,0,0,0,0,0,0]
[null,null,null,null,null,null,null,null,null,3.9199999999999604,0.20630565445840876,0.20630565445840876,0.20630565445840876,0.20630565445840876,0.20630565445840876,0.20630565445840876,0.20630565445840876,0.20630565445840876,0.20630565445840876,0.20630565445840876,0.20630565445840876,0.20630565445840876,0.20630565445840876,0.20630565445840876,0.20630565445840876,0.20630565445840876,0.20630565445840876,0.20630565445840876,0.20630565445840876,0.20630565445840876,null,3.9199999999999604,0,0,0,0,0,0,0,0,0,0,0,0,0,0,0,0,0,0,0,0]
[null,null,null,null,null,null,null,null,null,3.9299999999999602,0.20690913075515022,0.20690913075515022,0.20690913075515022,0.20690913075515022,0.20690913075515022,0.20690913075515022,0.20690913075515022,0.20690913075515022,0.20690913075515022,0.20690913075515022,0.20690913075515022,0.20690913075515022,0.20690913075515022,0.20690913075515022,0.20690913075515022,0.20690913075515022,0.20690913075515022,0.20690913075515022,0.20690913075515022,0.20690913075515022,null,3.9299999999999602,0,0,0,0,0,0,0,0,0,0,0,0,0,0,0,0,0,0,0,0]
[null,null,null,null,null,null,null,null,null,3.93999999999996,0.20751437671862,0.20751437671862,0.20751437671862,0.20751437671862,0.20751437671862,0.20751437671862,0.20751437671862,0.20751437671862,0.20751437671862,0.20751437671862,0.20751437671862,0.20751437671862,0.20751437671862,0.20751437671862,0.20751437671862,0.20751437671862,0.20751437671862,0.20751437671862,0.20751437671862,0.20751437671862,null,3.93999999999996,0,0,0,0,0,0,0,0,0,0,0,0,0,0,0,0,0,0,0,0]
[null,null,null,null,null,null,null,null,null,3.9499999999999598,0.20812140133394108,0.20812140133394108,0.20812140133394108,0.20812140133394108,0.20812140133394108,0.20812140133394108,0.20812140133394108,0.20812140133394108,0.20812140133394108,0.20812140133394108,0.20812140133394108,0.20812140133394108,0.20812140133394108,0.20812140133394108,0.20812140133394108,0.20812140133394108,0.20812140133394108,0.20812140133394108,0.20812140133394108,0.20812140133394108,null,3.9499999999999598,0,0,0,0,0,0,0,0,0,0,0,0,0,0,0,0,0,0,0,0]
[null,null,null,null,null,null,null,null,null,3.9599999999999596,0.2087302135965825,0.2087302135965825,0.2087302135965825,0.2087302135965825,0.2087302135965825,0.2087302135965825,0.2087302135965825,0.2087302135965825,0.2087302135965825,0.2087302135965825,0.2087302135965825,0.2087302135965825,0.2087302135965825,0.2087302135965825,0.2087302135965825,0.2087302135965825,0.2087302135965825,0.2087302135965825,0.2087302135965825,0.2087302135965825,null,3.9599999999999596,0,0,0,0,0,0,0,0,0,0,0,0,0,0,0,0,0,0,0,0]
[null,null,null,null,null,null,null,null,null,3.9699999999999593,0.20934082251235919,0.20934082251235919,0.20934082251235919,0.20934082251235919,0.20934082251235919,0.20934082251235919,0.20934082251235919,0.20934082251235919,0.20934082251235919,0.20934082251235919,0.20934082251235919,0.20934082251235919,0.20934082251235919,0.20934082251235919,0.20934082251235919,0.20934082251235919,0.20934082251235919,0.20934082251235919,0.20934082251235919,0.20934082251235919,null,3.9699999999999593,0,0,0,0,0,0,0,0,0,0,0,0,0,0,0,0,0,0,0,0]
[null,null,null,null,null,null,null,null,null,3.9799999999999591,0.20995323709743208,0.20995323709743208,0.20995323709743208,0.20995323709743208,0.20995323709743208,0.20995323709743208,0.20995323709743208,0.20995323709743208,0.20995323709743208,0.20995323709743208,0.20995323709743208,0.20995323709743208,0.20995323709743208,0.20995323709743208,0.20995323709743208,0.20995323709743208,0.20995323709743208,0.20995323709743208,0.20995323709743208,0.20995323709743208,null,3.9799999999999591,0,0,0,0,0,0,0,0,0,0,0,0,0,0,0,0,0,0,0,0]
[null,null,null,null,null,null,null,null,null,3.9899999999999589,0.21056746637830814,0.21056746637830814,0.21056746637830814,0.21056746637830814,0.21056746637830814,0.21056746637830814,0.21056746637830814,0.21056746637830814,0.21056746637830814,0.21056746637830814,0.21056746637830814,0.21056746637830814,0.21056746637830814,0.21056746637830814,0.21056746637830814,0.21056746637830814,0.21056746637830814,0.21056746637830814,0.21056746637830814,0.21056746637830814,null,3.9899999999999589,0,0,0,0,0,0,0,0,0,0,0,0,0,0,0,0,0,0,0,0]
[null,null,null,null,null,null,null,null,null,3.9999999999999587,0.21118351939184038,0.21118351939184038,0.21118351939184038,0.21118351939184038,0.21118351939184038,0.21118351939184038,0.21118351939184038,0.21118351939184038,0.21118351939184038,0.21118351939184038,0.21118351939184038,0.21118351939184038,0.21118351939184038,0.21118351939184038,0.21118351939184038,0.21118351939184038,0.21118351939184038,0.21118351939184038,0.21118351939184038,0.21118351939184038,null,3.9999999999999587,0,0,0,0,0,0,0,0,0,0,0,0,0,0,0,0,0,0,0,0]
[null,null,null,null,null,null,null,null,null,4.0099999999999589,0.21180140518522766,0.21180140518522766,0.21180140518522766,0.21180140518522766,0.21180140518522766,0.21180140518522766,0.21180140518522766,0.21180140518522766,0.21180140518522766,0.21180140518522766,0.21180140518522766,0.21180140518522766,0.21180140518522766,0.21180140518522766,0.21180140518522766,0.21180140518522766,0.21180140518522766,0.21180140518522766,0.21180140518522766,0.21180140518522766,null,4.0099999999999589,0,0,0,0,0,0,0,0,0,0,0,0,0,0,0,0,0,0,0,0]
[null,null,null,null,null,null,null,null,null,4.0199999999999587,0.21242113281601493,0.21242113281601493,0.21242113281601493,0.21242113281601493,0.21242113281601493,0.21242113281601493,0.21242113281601493,0.21242113281601493,0.21242113281601493,0.21242113281601493,0.21242113281601493,0.21242113281601493,0.21242113281601493,0.21242113281601493,0.21242113281601493,0.21242113281601493,0.21242113281601493,0.21242113281601493,0.21242113281601493,0.21242113281601493,null,4.0199999999999587,0,0,0,0,0,0,0,0,0,0,0,0,0,0,0,0,0,0,0,0]
[null,null,null,null,null,null,null,null,null,4.0299999999999585,0.21304271135209313,0.21304271135209313,0.21304271135209313,0.21304271135209313,0.21304271135209313,0.21304271135209313,0.21304271135209313,0.21304271135209313,0.21304271135209313,0.21304271135209313,0.21304271135209313,0.21304271135209313,0.21304271135209313,0.21304271135209313,0.21304271135209313,0.21304271135209313,0.21304271135209313,0.21304271135209313,0.21304271135209313,0.21304271135209313,null,4.0299999999999585,0,0,0,0,0,0,0,0,0,0,0,0,0,0,0,0,0,0,0,0]
[null,null,null,null,null,null,null,null,null,4.0399999999999583,0.21366614987169918,0.21366614987169918,0.21366614987169918,0.21366614987169918,0.21366614987169918,0.21366614987169918,0.21366614987169918,0.21366614987169918,0.21366614987169918,0.21366614987169918,0.21366614987169918,0.21366614987169918,0.21366614987169918,0.21366614987169918,0.21366614987169918,0.21366614987169918,0.21366614987169918,0.21366614987169918,0.21366614987169918,0.21366614987169918,null,4.0399999999999583,0,0,0,0,0,0,0,0,0,0,0,0,0,0,0,0,0,0,0,0]
[null,null,null,null,null,null,null,null,null,4.0499999999999581,0.21429145746341599,0.21429145746341599,0.21429145746341599,0.21429145746341599,0.21429145746341599,0.21429145746341599,0.21429145746341599,0.21429145746341599,0.21429145746341599,0.21429145746341599,0.21429145746341599,0.21429145746341599,0.21429145746341599,0.21429145746341599,0.21429145746341599,0.21429145746341599,0.21429145746341599,0.21429145746341599,0.21429145746341599,0.21429145746341599,null,4.0499999999999581,0,0,0,0,0,0,0,0,0,0,0,0,0,0,0,0,0,0,0,0]
[null,null,null,null,null,null,null,null,null,4.0599999999999579,0.21491864322617238,0.21491864322617238,0.21491864322617238,0.21491864322617238,0.21491864322617238,0.21491864322617238,0.21491864322617238,0.21491864322617238,0.21491864322617238,0.21491864322617238,0.21491864322617238,0.21491864322617238,0.21491864322617238,0.21491864322617238,0.21491864322617238,0.21491864322617238,0.21491864322617238,0.21491864322617238,0.21491864322617238,0.21491864322617238,null,4.0599999999999579,0,0,0,0,0,0,0,0,0,0,0,0,0,0,0,0,0,0,0,0]
[null,null,null,null,null,null,null,null,null,4.0699999999999577,0.21554771626924341,0.21554771626924341,0.21554771626924341,0.21554771626924341,0.21554771626924341,0.21554771626924341,0.21554771626924341,0.21554771626924341,0.21554771626924341,0.21554771626924341,0.21554771626924341,0.21554771626924341,0.21554771626924341,0.21554771626924341,0.21554771626924341,0.21554771626924341,0.21554771626924341,0.21554771626924341,0.21554771626924341,0.21554771626924341,null,4.0699999999999577,0,0,0,0,0,0,0,0,0,0,0,0,0,0,0,0,0,0,0,0]
[null,null,null,null,null,null,null,null,null,4.0799999999999574,0.2161786857122498,0.2161786857122498,0.2161786857122498,0.2161786857122498,0.2161786857122498,0.2161786857122498,0.2161786857122498,0.2161786857122498,0.2161786857122498,0.2161786857122498,0.2161786857122498,0.2161786857122498,0.2161786857122498,0.2161786857122498,0.2161786857122498,0.2161786857122498,0.2161786857122498,0.2161786857122498,0.2161786857122498,0.2161786857122498,null,4.0799999999999574,0,0,0,0,0,0,0,0,0,0,0,0,0,0,0,0,0,0,0,0]
[null,null,null,null,null,null,null,null,null,4.0899999999999572,0.21681156068515861,0.21681156068515861,0.21681156068515861,0.21681156068515861,0.21681156068515861,0.21681156068515861,0.21681156068515861,0.21681156068515861,0.21681156068515861,0.21681156068515861,0.21681156068515861,0.21681156068515861,0.21681156068515861,0.21681156068515861,0.21681156068515861,0.21681156068515861,0.21681156068515861,0.21681156068515861,0.21681156068515861,0.21681156068515861,null,4.0899999999999572,0,0,0,0,0,0,0,0,0,0,0,0,0,0,0,0,0,0,0,0]
[null,null,null,null,null,null,null,null,null,4.099999999999957,0.21744635032828252,0.21744635032828252,0.21744635032828252,0.21744635032828252,0.21744635032828252,0.21744635032828252,0.21744635032828252,0.21744635032828252,0.21744635032828252,0.21744635032828252,0.21744635032828252,0.21744635032828252,0.21744635032828252,0.21744635032828252,0.21744635032828252,0.21744635032828252,0.21744635032828252,0.21744635032828252,0.21744635032828252,0.21744635032828252,null,4.099999999999957,0,0,0,0,0,0,0,0,0,0,0,0,0,0,0,0,0,0,0,0]
[null,null,null,null,null,null,null,null,null,4.1099999999999568,0.2180830637922806,0.2180830637922806,0.2180830637922806,0.2180830637922806,0.2180830637922806,0.2180830637922806,0.2180830637922806,0.2180830637922806,0.2180830637922806,0.2180830637922806,0.2180830637922806,0.2180830637922806,0.2180830637922806,0.2180830637922806,0.2180830637922806,0.2180830637922806,0.2180830637922806,0.2180830637922806,0.2180830637922806,0.2180830637922806,null,4.1099999999999568,0,0,0,0,0,0,0,0,0,0,0,0,0,0,0,0,0,0,0,0]
[null,null,null,null,null,null,null,null,null,4.1199999999999566,0.21872171023815756,0.21872171023815756,0.21872171023815756,0.21872171023815756,0.21872171023815756,0.21872171023815756,0.21872171023815756,0.21872171023815756,0.21872171023815756,0.21872171023815756,0.21872171023815756,0.21872171023815756,0.21872171023815756,0.21872171023815756,0.21872171023815756,0.21872171023815756,0.21872171023815756,0.21872171023815756,0.21872171023815756,0.21872171023815756,null,4.1199999999999566,0,0,0,0,0,0,0,0,0,0,0,0,0,0,0,0,0,0,0,0]
[null,null,null,null,null,null,null,null,null,4.1299999999999564,0.21936229883726432,0.21936229883726432,0.21936229883726432,0.21936229883726432,0.21936229883726432,0.21936229883726432,0.21936229883726432,0.21936229883726432,0.21936229883726432,0.21936229883726432,0.21936229883726432,0.21936229883726432,0.21936229883726432,0.21936229883726432,0.21936229883726432,0.21936229883726432,0.21936229883726432,0.21936229883726432,0.21936229883726432,0.21936229883726432,null,4.1299999999999564,0,0,0,0,0,0,0,0,0,0,0,0,0,0,0,0,0,0,0,0]
[null,null,null,null,null,null,null,null,null,4.1399999999999562,0.22000483877129767,0.22000483877129767,0.22000483877129767,0.22000483877129767,0.22000483877129767,0.22000483877129767,0.22000483877129767,0.22000483877129767,0.22000483877129767,0.22000483877129767,0.22000483877129767,0.22000483877129767,0.22000483877129767,0.22000483877129767,0.22000483877129767,0.22000483877129767,0.22000483877129767,0.22000483877129767,0.22000483877129767,0.22000483877129767,null,4.1399999999999562,0,0,0,0,0,0,0,0,0,0,0,0,0,0,0,0,0,0,0,0]
[null,null,null,null,null,null,null,null,null,4.1499999999999559,0.22064933923230051,0.22064933923230051,0.22064933923230051,0.22064933923230051,0.22064933923230051,0.22064933923230051,0.22064933923230051,0.22064933923230051,0.22064933923230051,0.22064933923230051,0.22064933923230051,0.22064933923230051,0.22064933923230051,0.22064933923230051,0.22064933923230051,0.22064933923230051,0.22064933923230051,0.22064933923230051,0.22064933923230051,0.22064933923230051,null,4.1499999999999559,0,0,0,0,0,0,0,0,0,0,0,0,0,0,0,0,0,0,0,0]
[null,null,null,null,null,null,null,null,null,4.1599999999999557,0.22129580942266169,0.22129580942266169,0.22129580942266169,0.22129580942266169,0.22129580942266169,0.22129580942266169,0.22129580942266169,0.22129580942266169,0.22129580942266169,0.22129580942266169,0.22129580942266169,0.22129580942266169,0.22129580942266169,0.22129580942266169,0.22129580942266169,0.22129580942266169,0.22129580942266169,0.22129580942266169,0.22129580942266169,0.22129580942266169,null,4.1599999999999557,0,0,0,0,0,0,0,0,0,0,0,0,0,0,0,0,0,0,0,0]
[null,null,null,null,null,null,null,null,null,4.1699999999999555,0.22194425855511601,0.22194425855511601,0.22194425855511601,0.22194425855511601,0.22194425855511601,0.22194425855511601,0.22194425855511601,0.22194425855511601,0.22194425855511601,0.22194425855511601,0.22194425855511601,0.22194425855511601,0.22194425855511601,0.22194425855511601,0.22194425855511601,0.22194425855511601,0.22194425855511601,0.22194425855511601,0.22194425855511601,0.22194425855511601,null,4.1699999999999555,0,0,0,0,0,0,0,0,0,0,0,0,0,0,0,0,0,0,0,0]
[null,null,null,null,null,null,null,null,null,4.1799999999999553,0.22259469585274427,0.22259469585274427,0.22259469585274427,0.22259469585274427,0.22259469585274427,0.22259469585274427,0.22259469585274427,0.22259469585274427,0.22259469585274427,0.22259469585274427,0.22259469585274427,0.22259469585274427,0.22259469585274427,0.22259469585274427,0.22259469585274427,0.22259469585274427,0.22259469585274427,0.22259469585274427,0.22259469585274427,0.22259469585274427,null,4.1799999999999553,0,0,0,0,0,0,0,0,0,0,0,0,0,0,0,0,0,0,0,0]
[null,null,null,null,null,null,null,null,null,4.1899999999999551,0.22324713054897333,0.22324713054897333,0.22324713054897333,0.22324713054897333,0.22324713054897333,0.22324713054897333,0.22324713054897333,0.22324713054897333,0.22324713054897333,0.22324713054897333,0.22324713054897333,0.22324713054897333,0.22324713054897333,0.22324713054897333,0.22324713054897333,0.22324713054897333,0.22324713054897333,0.22324713054897333,0.22324713054897333,0.22324713054897333,null,4.1899999999999551,0,0,0,0,0,0,0,0,0,0,0,0,0,0,0,0,0,0,0,0]
[null,null,null,null,null,null,null,null,null,4.1999999999999549,0.22390157188757587,0.22390157188757587,0.22390157188757587,0.22390157188757587,0.22390157188757587,0.22390157188757587,0.22390157188757587,0.22390157188757587,0.22390157188757587,0.22390157188757587,0.22390157188757587,0.22390157188757587,0.22390157188757587,0.22390157188757587,0.22390157188757587,0.22390157188757587,0.22390157188757587,0.22390157188757587,0.22390157188757587,0.22390157188757587,null,4.1999999999999549,0,0,0,0,0,0,0,0,0,0,0,0,0,0,0,0,0,0,0,0]
[null,null,null,null,null,null,null,null,null,4.2099999999999547,0.22455802912267087,0.22455802912267087,0.22455802912267087,0.22455802912267087,0.22455802912267087,0.22455802912267087,0.22455802912267087,0.22455802912267087,0.22455802912267087,0.22455802912267087,0.22455802912267087,0.22455802912267087,0.22455802912267087,0.22455802912267087,0.22455802912267087,0.22455802912267087,0.22455802912267087,0.22455802912267087,0.22455802912267087,0.22455802912267087,null,4.2099999999999547,0,0,0,0,0,0,0,0,0,0,0,0,0,0,0,0,0,0,0,0]
[null,null,null,null,null,null,null,null,null,4.2199999999999545,0.22521651151872296,0.22521651151872296,0.22521651151872296,0.22521651151872296,0.22521651151872296,0.22521651151872296,0.22521651151872296,0.22521651151872296,0.22521651151872296,0.22521651151872296,0.22521651151872296,0.22521651151872296,0.22521651151872296,0.22521651151872296,0.22521651151872296,0.22521651151872296,0.22521651151872296,0.22521651151872296,0.22521651151872296,0.22521651151872296,null,4.2199999999999545,0,0,0,0,0,0,0,0,0,0,0,0,0,0,0,0,0,0,0,0]
[null,null,null,null,null,null,null,null,null,4.2299999999999542,0.22587702835054302,0.22587702835054302,0.22587702835054302,0.22587702835054302,0.22587702835054302,0.22587702835054302,0.22587702835054302,0.22587702835054302,0.22587702835054302,0.22587702835054302,0.22587702835054302,0.22587702835054302,0.22587702835054302,0.22587702835054302,0.22587702835054302,0.22587702835054302,0.22587702835054302,0.22587702835054302,0.22587702835054302,0.22587702835054302,null,4.2299999999999542,0,0,0,0,0,0,0,0,0,0,0,0,0,0,0,0,0,0,0,0]
[null,null,null,null,null,null,null,null,null,4.239999999999954,0.22653958890328785,0.22653958890328785,0.22653958890328785,0.22653958890328785,0.22653958890328785,0.22653958890328785,0.22653958890328785,0.22653958890328785,0.22653958890328785,0.22653958890328785,0.22653958890328785,0.22653958890328785,0.22653958890328785,0.22653958890328785,0.22653958890328785,0.22653958890328785,0.22653958890328785,0.22653958890328785,0.22653958890328785,0.22653958890328785,null,4.239999999999954,0,0,0,0,0,0,0,0,0,0,0,0,0,0,0,0,0,0,0,0]
[null,null,null,null,null,null,null,null,null,4.2499999999999538,0.22720420247246009,0.22720420247246009,0.22720420247246009,0.22720420247246009,0.22720420247246009,0.22720420247246009,0.22720420247246009,0.22720420247246009,0.22720420247246009,0.22720420247246009,0.22720420247246009,0.22720420247246009,0.22720420247246009,0.22720420247246009,0.22720420247246009,0.22720420247246009,0.22720420247246009,0.22720420247246009,0.22720420247246009,0.22720420247246009,null,4.2499999999999538,0,0,0,0,0,0,0,0,0,0,0,0,0,0,0,0,0,0,0,0]
[null,null,null,null,null,null,null,null,null,4.2599999999999536,0.22787087836390868,0.22787087836390868,0.22787087836390868,0.22787087836390868,0.22787087836390868,0.22787087836390868,0.22787087836390868,0.22787087836390868,0.22787087836390868,0.22787087836390868,0.22787087836390868,0.22787087836390868,0.22787087836390868,0.22787087836390868,0.22787087836390868,0.22787087836390868,0.22787087836390868,0.22787087836390868,0.22787087836390868,0.22787087836390868,null,4.2599999999999536,0,0,0,0,0,0,0,0,0,0,0,0,0,0,0,0,0,0,0,0]
[null,null,null,null,null,null,null,null,null,4.2699999999999534,0.2285396258938282,0.2285396258938282,0.2285396258938282,0.2285396258938282,0.2285396258938282,0.2285396258938282,0.2285396258938282,0.2285396258938282,0.2285396258938282,0.2285396258938282,0.2285396258938282,0.2285396258938282,0.2285396258938282,0.2285396258938282,0.2285396258938282,0.2285396258938282,0.2285396258938282,0.2285396258938282,0.2285396258938282,0.2285396258938282,null,4.2699999999999534,0,0,0,0,0,0,0,0,0,0,0,0,0,0,0,0,0,0,0,0]
[null,null,null,null,null,null,null,null,null,4.2799999999999532,0.22921045438875948,0.22921045438875948,0.22921045438875948,0.22921045438875948,0.22921045438875948,0.22921045438875948,0.22921045438875948,0.22921045438875948,0.22921045438875948,0.22921045438875948,0.22921045438875948,0.22921045438875948,0.22921045438875948,0.22921045438875948,0.22921045438875948,0.22921045438875948,0.22921045438875948,0.22921045438875948,0.22921045438875948,0.22921045438875948,null,4.2799999999999532,0,0,0,0,0,0,0,0,0,0,0,0,0,0,0,0,0,0,0,0]
[null,null,null,null,null,null,null,null,null,4.289999999999953,0.22988337318558932,0.22988337318558932,0.22988337318558932,0.22988337318558932,0.22988337318558932,0.22988337318558932,0.22988337318558932,0.22988337318558932,0.22988337318558932,0.22988337318558932,0.22988337318558932,0.22988337318558932,0.22988337318558932,0.22988337318558932,0.22988337318558932,0.22988337318558932,0.22988337318558932,0.22988337318558932,0.22988337318558932,0.22988337318558932,null,4.289999999999953,0,0,0,0,0,0,0,0,0,0,0,0,0,0,0,0,0,0,0,0]
[null,null,null,null,null,null,null,null,null,4.2999999999999527,0.23055839163155034,0.23055839163155034,0.23055839163155034,0.23055839163155034,0.23055839163155034,0.23055839163155034,0.23055839163155034,0.23055839163155034,0.23055839163155034,0.23055839163155034,0.23055839163155034,0.23055839163155034,0.23055839163155034,0.23055839163155034,0.23055839163155034,0.23055839163155034,0.23055839163155034,0.23055839163155034,0.23055839163155034,0.23055839163155034,null,4.2999999999999527,0,0,0,0,0,0,0,0,0,0,0,0,0,0,0,0,0,0,0,0]
[null,null,null,null,null,null,null,null,null,4.3099999999999525,0.23123551908422135,0.23123551908422135,0.23123551908422135,0.23123551908422135,0.23123551908422135,0.23123551908422135,0.23123551908422135,0.23123551908422135,0.23123551908422135,0.23123551908422135,0.23123551908422135,0.23123551908422135,0.23123551908422135,0.23123551908422135,0.23123551908422135,0.23123551908422135,0.23123551908422135,0.23123551908422135,0.23123551908422135,0.23123551908422135,null,4.3099999999999525,0,0,0,0,0,0,0,0,0,0,0,0,0,0,0,0,0,0,0,0]
[null,null,null,null,null,null,null,null,null,4.3199999999999523,0.23191476491152707,0.23191476491152707,0.23191476491152707,0.23191476491152707,0.23191476491152707,0.23191476491152707,0.23191476491152707,0.23191476491152707,0.23191476491152707,0.23191476491152707,0.23191476491152707,0.23191476491152707,0.23191476491152707,0.23191476491152707,0.23191476491152707,0.23191476491152707,0.23191476491152707,0.23191476491152707,0.23191476491152707,0.23191476491152707,null,4.3199999999999523,0,0,0,0,0,0,0,0,0,0,0,0,0,0,0,0,0,0,0,0]
[null,null,null,null,null,null,null,null,null,4.3299999999999521,0.23259613849173816,0.23259613849173816,0.23259613849173816,0.23259613849173816,0.23259613849173816,0.23259613849173816,0.23259613849173816,0.23259613849173816,0.23259613849173816,0.23259613849173816,0.23259613849173816,0.23259613849173816,0.23259613849173816,0.23259613849173816,0.23259613849173816,0.23259613849173816,0.23259613849173816,0.23259613849173816,0.23259613849173816,0.23259613849173816,null,4.3299999999999521,0,0,0,0,0,0,0,0,0,0,0,0,0,0,0,0,0,0,0,0]
[null,null,null,null,null,null,null,null,null,4.3399999999999519,0.23327964921347133,0.23327964921347133,0.23327964921347133,0.23327964921347133,0.23327964921347133,0.23327964921347133,0.23327964921347133,0.23327964921347133,0.23327964921347133,0.23327964921347133,0.23327964921347133,0.23327964921347133,0.23327964921347133,0.23327964921347133,0.23327964921347133,0.23327964921347133,0.23327964921347133,0.23327964921347133,0.23327964921347133,0.23327964921347133,null,4.3399999999999519,0,0,0,0,0,0,0,0,0,0,0,0,0,0,0,0,0,0,0,0]
[null,null,null,null,null,null,null,null,null,4.3499999999999517,0.23396530647568931,0.23396530647568931,0.23396530647568931,0.23396530647568931,0.23396530647568931,0.23396530647568931,0.23396530647568931,0.23396530647568931,0.23396530647568931,0.23396530647568931,0.23396530647568931,0.23396530647568931,0.23396530647568931,0.23396530647568931,0.23396530647568931,0.23396530647568931,0.23396530647568931,0.23396530647568931,0.23396530647568931,0.23396530647568931,null,4.3499999999999517,0,0,0,0,0,0,0,0,0,0,0,0,0,0,0,0,0,0,0,0]
[null,null,null,null,null,null,null,null,null,4.3599999999999515,0.23465311968770081,0.23465311968770081,0.23465311968770081,0.23465311968770081,0.23465311968770081,0.23465311968770081,0.23465311968770081,0.23465311968770081,0.23465311968770081,0.23465311968770081,0.23465311968770081,0.23465311968770081,0.23465311968770081,0.23465311968770081,0.23465311968770081,0.23465311968770081,0.23465311968770081,0.23465311968770081,0.23465311968770081,0.23465311968770081,null,4.3599999999999515,0,0,0,0,0,0,0,0,0,0,0,0,0,0,0,0,0,0,0,0]
[null,null,null,null,null,null,null,null,null,4.3699999999999513,0.2353430982691605,0.2353430982691605,0.2353430982691605,0.2353430982691605,0.2353430982691605,0.2353430982691605,0.2353430982691605,0.2353430982691605,0.2353430982691605,0.2353430982691605,0.2353430982691605,0.2353430982691605,0.2353430982691605,0.2353430982691605,0.2353430982691605,0.2353430982691605,0.2353430982691605,0.2353430982691605,0.2353430982691605,0.2353430982691605,null,4.3699999999999513,0,0,0,0,0,0,0,0,0,0,0,0,0,0,0,0,0,0,0,0]
[null,null,null,null,null,null,null,null,null,4.379999999999951,0.236035251650069,0.236035251650069,0.236035251650069,0.236035251650069,0.236035251650069,0.236035251650069,0.236035251650069,0.236035251650069,0.236035251650069,0.236035251650069,0.236035251650069,0.236035251650069,0.236035251650069,0.236035251650069,0.236035251650069,0.236035251650069,0.236035251650069,0.236035251650069,0.236035251650069,0.236035251650069,null,4.379999999999951,0,0,0,0,0,0,0,0,0,0,0,0,0,0,0,0,0,0,0,0]
[null,null,null,null,null,null,null,null,null,4.3899999999999508,0.23672958927077303,0.23672958927077303,0.23672958927077303,0.23672958927077303,0.23672958927077303,0.23672958927077303,0.23672958927077303,0.23672958927077303,0.23672958927077303,0.23672958927077303,0.23672958927077303,0.23672958927077303,0.23672958927077303,0.23672958927077303,0.23672958927077303,0.23672958927077303,0.23672958927077303,0.23672958927077303,0.23672958927077303,0.23672958927077303,null,4.3899999999999508,0,0,0,0,0,0,0,0,0,0,0,0,0,0,0,0,0,0,0,0]
[null,null,null,null,null,null,null,null,null,4.3999999999999506,0.23742612058196533,0.23742612058196533,0.23742612058196533,0.23742612058196533,0.23742612058196533,0.23742612058196533,0.23742612058196533,0.23742612058196533,0.23742612058196533,0.23742612058196533,0.23742612058196533,0.23742612058196533,0.23742612058196533,0.23742612058196533,0.23742612058196533,0.23742612058196533,0.23742612058196533,0.23742612058196533,0.23742612058196533,0.23742612058196533,null,4.3999999999999506,0,0,0,0,0,0,0,0,0,0,0,0,0,0,0,0,0,0,0,0]
[null,null,null,null,null,null,null,null,null,4.4099999999999504,0.23812485504468445,0.23812485504468445,0.23812485504468445,0.23812485504468445,0.23812485504468445,0.23812485504468445,0.23812485504468445,0.23812485504468445,0.23812485504468445,0.23812485504468445,0.23812485504468445,0.23812485504468445,0.23812485504468445,0.23812485504468445,0.23812485504468445,0.23812485504468445,0.23812485504468445,0.23812485504468445,0.23812485504468445,0.23812485504468445,null,4.4099999999999504,0,0,0,0,0,0,0,0,0,0,0,0,0,0,0,0,0,0,0,0]
[null,null,null,null,null,null,null,null,null,4.4199999999999502,0.23882580213031501,0.23882580213031501,0.23882580213031501,0.23882580213031501,0.23882580213031501,0.23882580213031501,0.23882580213031501,0.23882580213031501,0.23882580213031501,0.23882580213031501,0.23882580213031501,0.23882580213031501,0.23882580213031501,0.23882580213031501,0.23882580213031501,0.23882580213031501,0.23882580213031501,0.23882580213031501,0.23882580213031501,0.23882580213031501,null,4.4199999999999502,0,0,0,0,0,0,0,0,0,0,0,0,0,0,0,0,0,0,0,0]
[null,null,null,null,null,null,null,null,null,4.42999999999995,0.23952897132058776,0.23952897132058776,0.23952897132058776,0.23952897132058776,0.23952897132058776,0.23952897132058776,0.23952897132058776,0.23952897132058776,0.23952897132058776,0.23952897132058776,0.23952897132058776,0.23952897132058776,0.23952897132058776,0.23952897132058776,0.23952897132058776,0.23952897132058776,0.23952897132058776,0.23952897132058776,0.23952897132058776,0.23952897132058776,null,4.42999999999995,0,0,0,0,0,0,0,0,0,0,0,0,0,0,0,0,0,0,0,0]
[null,null,null,null,null,null,null,null,null,4.4399999999999498,0.24023437210757931,0.24023437210757931,0.24023437210757931,0.24023437210757931,0.24023437210757931,0.24023437210757931,0.24023437210757931,0.24023437210757931,0.24023437210757931,0.24023437210757931,0.24023437210757931,0.24023437210757931,0.24023437210757931,0.24023437210757931,0.24023437210757931,0.24023437210757931,0.24023437210757931,0.24023437210757931,0.24023437210757931,0.24023437210757931,null,4.4399999999999498,0,0,0,0,0,0,0,0,0,0,0,0,0,0,0,0,0,0,0,0]
[null,null,null,null,null,null,null,null,null,4.4499999999999496,0.24094201399371229,0.24094201399371229,0.24094201399371229,0.24094201399371229,0.24094201399371229,0.24094201399371229,0.24094201399371229,0.24094201399371229,0.24094201399371229,0.24094201399371229,0.24094201399371229,0.24094201399371229,0.24094201399371229,0.24094201399371229,0.24094201399371229,0.24094201399371229,0.24094201399371229,0.24094201399371229,0.24094201399371229,0.24094201399371229,null,4.4499999999999496,0,0,0,0,0,0,0,0,0,0,0,0,0,0,0,0,0,0,0,0]
[null,null,null,null,null,null,null,null,null,4.4599999999999493,0.24165190649175522,0.24165190649175522,0.24165190649175522,0.24165190649175522,0.24165190649175522,0.24165190649175522,0.24165190649175522,0.24165190649175522,0.24165190649175522,0.24165190649175522,0.24165190649175522,0.24165190649175522,0.24165190649175522,0.24165190649175522,0.24165190649175522,0.24165190649175522,0.24165190649175522,0.24165190649175522,0.24165190649175522,0.24165190649175522,null,4.4599999999999493,0,0,0,0,0,0,0,0,0,0,0,0,0,0,0,0,0,0,0,0]
[null,null,null,null,null,null,null,null,null,4.4699999999999491,0.24236405912482284,0.24236405912482284,0.24236405912482284,0.24236405912482284,0.24236405912482284,0.24236405912482284,0.24236405912482284,0.24236405912482284,0.24236405912482284,0.24236405912482284,0.24236405912482284,0.24236405912482284,0.24236405912482284,0.24236405912482284,0.24236405912482284,0.24236405912482284,0.24236405912482284,0.24236405912482284,0.24236405912482284,0.24236405912482284,null,4.4699999999999491,0,0,0,0,0,0,0,0,0,0,0,0,0,0,0,0,0,0,0,0]
[null,null,null,null,null,null,null,null,null,4.4799999999999489,{"$f":"IF(AQ$16=0,0,IF(K$36*$J493^4  +    K$37*$J493^3   +    K$38*$J493^2    +    K$39*$J493   +    K$40>1,1,K$36*$J493^4  +    K$37*$J493^3   +    K$38*$J493^2    +    K$39*$J493   +    K$40))","v":0.24307848142637567},{"$f":"IF(AR$16=0,0,IF(L$36*$J493^4  +    L$37*$J493^3   +    L$38*$J493^2    +    L$39*$J493   +    L$40>1,1,L$36*$J493^4  +    L$37*$J493^3   +    L$38*$J493^2    +    L$39*$J493   +    L$40))","v":0.24307848142637567},{"$f":"IF(AS$16=0,0,IF(M$36*$J493^4  +    M$37*$J493^3   +    M$38*$J493^2    +    M$39*$J493   +    M$40>1,1,M$36*$J493^4  +    M$37*$J493^3   +    M$38*$J493^2    +    M$39*$J493   +    M$40))","v":0.24307848142637567},{"$f":"IF(AT$16=0,0,IF(N$36*$J493^4  +    N$37*$J493^3   +    N$38*$J493^2    +    N$39*$J493   +    N$40>1,1,N$36*$J493^4  +    N$37*$J493^3   +    N$38*$J493^2    +    N$39*$J493   +    N$40))","v":0.24307848142637567},{"$f":"IF(AU$16=0,0,IF(O$36*$J493^4  +    O$37*$J493^3   +    O$38*$J493^2    +    O$39*$J493   +    O$40>1,1,O$36*$J493^4  +    O$37*$J493^3   +    O$38*$J493^2    +    O$39*$J493   +    O$40))","v":0.24307848142637567},{"$f":"IF(AV$16=0,0,IF(P$36*$J493^4  +    P$37*$J493^3   +    P$38*$J493^2    +    P$39*$J493   +    P$40>1,1,P$36*$J493^4  +    P$37*$J493^3   +    P$38*$J493^2    +    P$39*$J493   +    P$40))","v":0.24307848142637567},{"$f":"IF(AW$16=0,0,IF(Q$36*$J493^4  +    Q$37*$J493^3   +    Q$38*$J493^2    +    Q$39*$J493   +    Q$40>1,1,Q$36*$J493^4  +    Q$37*$J493^3   +    Q$38*$J493^2    +    Q$39*$J493   +    Q$40))","v":0.24307848142637567},{"$f":"IF(AX$16=0,0,IF(R$36*$J493^4  +    R$37*$J493^3   +    R$38*$J493^2    +    R$39*$J493   +    R$40>1,1,R$36*$J493^4  +    R$37*$J493^3   +    R$38*$J493^2    +    R$39*$J493   +    R$40))","v":0.24307848142637567},{"$f":"IF(AY$16=0,0,IF(S$36*$J493^4  +    S$37*$J493^3   +    S$38*$J493^2    +    S$39*$J493   +    S$40>1,1,S$36*$J493^4  +    S$37*$J493^3   +    S$38*$J493^2    +    S$39*$J493   +    S$40))","v":0.24307848142637567},{"$f":"IF(AZ$16=0,0,IF(T$36*$J493^4  +    T$37*$J493^3   +    T$38*$J493^2    +    T$39*$J493   +    T$40>1,1,T$36*$J493^4  +    T$37*$J493^3   +    T$38*$J493^2    +    T$39*$J493   +    T$40))","v":0.24307848142637567},{"$f":"IF(BA$16=0,0,IF(U$36*$J493^4  +    U$37*$J493^3   +    U$38*$J493^2    +    U$39*$J493   +    U$40>1,1,U$36*$J493^4  +    U$37*$J493^3   +    U$38*$J493^2    +    U$39*$J493   +    U$40))","v":0.24307848142637567},{"$f":"IF(BB$16=0,0,IF(V$36*$J493^4  +    V$37*$J493^3   +    V$38*$J493^2    +    V$39*$J493   +    V$40>1,1,V$36*$J493^4  +    V$37*$J493^3   +    V$38*$J493^2    +    V$39*$J493   +    V$40))","v":0.24307848142637567},{"$f":"IF(BC$16=0,0,IF(W$36*$J493^4  +    W$37*$J493^3   +    W$38*$J493^2    +    W$39*$J493   +    W$40>1,1,W$36*$J493^4  +    W$37*$J493^3   +    W$38*$J493^2    +    W$39*$J493   +    W$40))","v":0.24307848142637567},{"$f":"IF(BD$16=0,0,IF(X$36*$J493^4  +    X$37*$J493^3   +    X$38*$J493^2    +    X$39*$J493   +    X$40>1,1,X$36*$J493^4  +    X$37*$J493^3   +    X$38*$J493^2    +    X$39*$J493   +    X$40))","v":0.24307848142637567},{"$f":"IF(BE$16=0,0,IF(Y$36*$J493^4  +    Y$37*$J493^3   +    Y$38*$J493^2    +    Y$39*$J493   +    Y$40>1,1,Y$36*$J493^4  +    Y$37*$J493^3   +    Y$38*$J493^2    +    Y$39*$J493   +    Y$40))","v":0.24307848142637567},{"$f":"IF(BF$16=0,0,IF(Z$36*$J493^4  +    Z$37*$J493^3   +    Z$38*$J493^2    +    Z$39*$J493   +    Z$40>1,1,Z$36*$J493^4  +    Z$37*$J493^3   +    Z$38*$J493^2    +    Z$39*$J493   +    Z$40))","v":0.24307848142637567},{"$f":"IF(BG$16=0,0,IF(AA$36*$J493^4  +    AA$37*$J493^3   +    AA$38*$J493^2    +    AA$39*$J493   +    AA$40>1,1,AA$36*$J493^4  +    AA$37*$J493^3   +    AA$38*$J493^2    +    AA$39*$J493   +    AA$40))","v":0.24307848142637567},{"$f":"IF(BH$16=0,0,IF(AB$36*$J493^4  +    AB$37*$J493^3   +    AB$38*$J493^2    +    AB$39*$J493   +    AB$40>1,1,AB$36*$J493^4  +    AB$37*$J493^3   +    AB$38*$J493^2    +    AB$39*$J493   +    AB$40))","v":0.24307848142637567},{"$f":"IF(BI$16=0,0,IF(AC$36*$J493^4  +    AC$37*$J493^3   +    AC$38*$J493^2    +    AC$39*$J493   +    AC$40>1,1,AC$36*$J493^4  +    AC$37*$J493^3   +    AC$38*$J493^2    +    AC$39*$J493   +    AC$40))","v":0.24307848142637567},{"$f":"IF(BJ$16=0,0,IF(AD$36*$J493^4  +    AD$37*$J493^3   +    AD$38*$J493^2    +    AD$39*$J493   +    AD$40>1,1,AD$36*$J493^4  +    AD$37*$J493^3   +    AD$38*$J493^2    +    AD$39*$J493   +    AD$40))","v":0.24307848142637567},null,4.4799999999999489,{"$f":"IF(AG$43<>0,INDEX(K$45:K$1045, MATCH($AF493*(AG$43/24), $J$45:$J$1045)), 0)","v":0},{"$f":"IF(AH$43<>0,INDEX(L$45:L$1045, MATCH($AF493*(AH$43/24), $J$45:$J$1045)), 0)","v":0},{"$f":"IF(AI$43<>0,INDEX(M$45:M$1045, MATCH($AF493*(AI$43/24), $J$45:$J$1045)), 0)","v":0},{"$f":"IF(AJ$43<>0,INDEX(N$45:N$1045, MATCH($AF493*(AJ$43/24), $J$45:$J$1045)), 0)","v":0},{"$f":"IF(AK$43<>0,INDEX(O$45:O$1045, MATCH($AF493*(AK$43/24), $J$45:$J$1045)), 0)","v":0},{"$f":"IF(AL$43<>0,INDEX(P$45:P$1045, MATCH($AF493*(AL$43/24), $J$45:$J$1045)), 0)","v":0},{"$f":"IF(AM$43<>0,INDEX(Q$45:Q$1045, MATCH($AF493*(AM$43/24), $J$45:$J$1045)), 0)","v":0},{"$f":"IF(AN$43<>0,INDEX(R$45:R$1045, MATCH($AF493*(AN$43/24), $J$45:$J$1045)), 0)","v":0},{"$f":"IF(AO$43<>0,INDEX(S$45:S$1045, MATCH($AF493*(AO$43/24), $J$45:$J$1045)), 0)","v":0},{"$f":"IF(AP$43<>0,INDEX(T$45:T$1045, MATCH($AF493*(AP$43/24), $J$45:$J$1045)), 0)","v":0},{"$f":"IF(AQ$43<>0,INDEX(U$45:U$1045, MATCH($AF493*(AQ$43/24), $J$45:$J$1045)), 0)","v":0},{"$f":"IF(AR$43<>0,INDEX(V$45:V$1045, MATCH($AF493*(AR$43/24), $J$45:$J$1045)), 0)","v":0},{"$f":"IF(AS$43<>0,INDEX(W$45:W$1045, MATCH($AF493*(AS$43/24), $J$45:$J$1045)), 0)","v":0},{"$f":"IF(AT$43<>0,INDEX(X$45:X$1045, MATCH($AF493*(AT$43/24), $J$45:$J$1045)), 0)","v":0},{"$f":"IF(AU$43<>0,INDEX(Y$45:Y$1045, MATCH($AF493*(AU$43/24), $J$45:$J$1045)), 0)","v":0},{"$f":"IF(AV$43<>0,INDEX(Z$45:Z$1045, MATCH($AF493*(AV$43/24), $J$45:$J$1045)), 0)","v":0},{"$f":"IF(AW$43<>0,INDEX(AA$45:AA$1045, MATCH($AF493*(AW$43/24), $J$45:$J$1045)), 0)","v":0},{"$f":"IF(AX$43<>0,INDEX(AB$45:AB$1045, MATCH($AF493*(AX$43/24), $J$45:$J$1045)), 0)","v":0},{"$f":"IF(AY$43<>0,INDEX(AC$45:AC$1045, MATCH($AF493*(AY$43/24), $J$45:$J$1045)), 0)","v":0},{"$f":"IF(AZ$43<>0,INDEX(AD$45:AD$1045, MATCH($AF493*(AZ$43/24), $J$45:$J$1045)), 0)","v":0}]
[null,null,null,null,null,null,null,null,null,{"$f":"J493+0.01","v":4.4899999999999487},0.24379518294022046,0.24379518294022046,0.24379518294022046,0.24379518294022046,0.24379518294022046,0.24379518294022046,0.24379518294022046,0.24379518294022046,0.24379518294022046,0.24379518294022046,0.24379518294022046,0.24379518294022046,0.24379518294022046,0.24379518294022046,0.24379518294022046,0.24379518294022046,0.24379518294022046,0.24379518294022046,0.24379518294022046,0.24379518294022046,null,{"$f":"AF493+0.01","v":4.4899999999999487},0,0,0,0,0,0,0,0,0,0,0,0,0,0,0,0,0,0,0,0]
[null,null,null,null,null,null,null,null,null,4.4999999999999485,0.24451417322050961,0.24451417322050961,0.24451417322050961,0.24451417322050961,0.24451417322050961,0.24451417322050961,0.24451417322050961,0.24451417322050961,0.24451417322050961,0.24451417322050961,0.24451417322050961,0.24451417322050961,0.24451417322050961,0.24451417322050961,0.24451417322050961,0.24451417322050961,0.24451417322050961,0.24451417322050961,0.24451417322050961,0.24451417322050961,null,4.4999999999999485,0,0,0,0,0,0,0,0,0,0,0,0,0,0,0,0,0,0,0,0]
[null,null,null,null,null,null,null,null,null,4.5099999999999483,0.24523546183174183,0.24523546183174183,0.24523546183174183,0.24523546183174183,0.24523546183174183,0.24523546183174183,0.24523546183174183,0.24523546183174183,0.24523546183174183,0.24523546183174183,0.24523546183174183,0.24523546183174183,0.24523546183174183,0.24523546183174183,0.24523546183174183,0.24523546183174183,0.24523546183174183,0.24523546183174183,0.24523546183174183,0.24523546183174183,null,4.5099999999999483,0,0,0,0,0,0,0,0,0,0,0,0,0,0,0,0,0,0,0,0]
[null,null,null,null,null,null,null,null,null,4.5199999999999481,0.24595905834876164,0.24595905834876164,0.24595905834876164,0.24595905834876164,0.24595905834876164,0.24595905834876164,0.24595905834876164,0.24595905834876164,0.24595905834876164,0.24595905834876164,0.24595905834876164,0.24595905834876164,0.24595905834876164,0.24595905834876164,0.24595905834876164,0.24595905834876164,0.24595905834876164,0.24595905834876164,0.24595905834876164,0.24595905834876164,null,4.5199999999999481,0,0,0,0,0,0,0,0,0,0,0,0,0,0,0,0,0,0,0,0]
[null,null,null,null,null,null,null,null,null,4.5299999999999478,0.24668497235675962,0.24668497235675962,0.24668497235675962,0.24668497235675962,0.24668497235675962,0.24668497235675962,0.24668497235675962,0.24668497235675962,0.24668497235675962,0.24668497235675962,0.24668497235675962,0.24668497235675962,0.24668497235675962,0.24668497235675962,0.24668497235675962,0.24668497235675962,0.24668497235675962,0.24668497235675962,0.24668497235675962,0.24668497235675962,null,4.5299999999999478,0,0,0,0,0,0,0,0,0,0,0,0,0,0,0,0,0,0,0,0]
[null,null,null,null,null,null,null,null,null,4.5399999999999476,0.24741321345127237,0.24741321345127237,0.24741321345127237,0.24741321345127237,0.24741321345127237,0.24741321345127237,0.24741321345127237,0.24741321345127237,0.24741321345127237,0.24741321345127237,0.24741321345127237,0.24741321345127237,0.24741321345127237,0.24741321345127237,0.24741321345127237,0.24741321345127237,0.24741321345127237,0.24741321345127237,0.24741321345127237,0.24741321345127237,null,4.5399999999999476,0,0,0,0,0,0,0,0,0,0,0,0,0,0,0,0,0,0,0,0]
[null,null,null,null,null,null,null,null,null,4.5499999999999474,0.24814379123818242,0.24814379123818242,0.24814379123818242,0.24814379123818242,0.24814379123818242,0.24814379123818242,0.24814379123818242,0.24814379123818242,0.24814379123818242,0.24814379123818242,0.24814379123818242,0.24814379123818242,0.24814379123818242,0.24814379123818242,0.24814379123818242,0.24814379123818242,0.24814379123818242,0.24814379123818242,0.24814379123818242,0.24814379123818242,null,4.5499999999999474,0,0,0,0,0,0,0,0,0,0,0,0,0,0,0,0,0,0,0,0]
[null,null,null,null,null,null,null,null,null,4.5599999999999472,0.24887671533371836,0.24887671533371836,0.24887671533371836,0.24887671533371836,0.24887671533371836,0.24887671533371836,0.24887671533371836,0.24887671533371836,0.24887671533371836,0.24887671533371836,0.24887671533371836,0.24887671533371836,0.24887671533371836,0.24887671533371836,0.24887671533371836,0.24887671533371836,0.24887671533371836,0.24887671533371836,0.24887671533371836,0.24887671533371836,null,4.5599999999999472,0,0,0,0,0,0,0,0,0,0,0,0,0,0,0,0,0,0,0,0]
[null,null,null,null,null,null,null,null,null,4.569999999999947,0.24961199536445472,0.24961199536445472,0.24961199536445472,0.24961199536445472,0.24961199536445472,0.24961199536445472,0.24961199536445472,0.24961199536445472,0.24961199536445472,0.24961199536445472,0.24961199536445472,0.24961199536445472,0.24961199536445472,0.24961199536445472,0.24961199536445472,0.24961199536445472,0.24961199536445472,0.24961199536445472,0.24961199536445472,0.24961199536445472,null,4.569999999999947,0,0,0,0,0,0,0,0,0,0,0,0,0,0,0,0,0,0,0,0]
[null,null,null,null,null,null,null,null,null,4.5799999999999468,0.25034964096731199,0.25034964096731199,0.25034964096731199,0.25034964096731199,0.25034964096731199,0.25034964096731199,0.25034964096731199,0.25034964096731199,0.25034964096731199,0.25034964096731199,0.25034964096731199,0.25034964096731199,0.25034964096731199,0.25034964096731199,0.25034964096731199,0.25034964096731199,0.25034964096731199,0.25034964096731199,0.25034964096731199,0.25034964096731199,null,4.5799999999999468,0,0,0,0,0,0,0,0,0,0,0,0,0,0,0,0,0,0,0,0]
[null,null,null,null,null,null,null,null,null,4.5899999999999466,0.25108966178955672,0.25108966178955672,0.25108966178955672,0.25108966178955672,0.25108966178955672,0.25108966178955672,0.25108966178955672,0.25108966178955672,0.25108966178955672,0.25108966178955672,0.25108966178955672,0.25108966178955672,0.25108966178955672,0.25108966178955672,0.25108966178955672,0.25108966178955672,0.25108966178955672,0.25108966178955672,0.25108966178955672,0.25108966178955672,null,4.5899999999999466,0,0,0,0,0,0,0,0,0,0,0,0,0,0,0,0,0,0,0,0]
[null,null,null,null,null,null,null,null,null,4.5999999999999464,0.25183206748880144,0.25183206748880144,0.25183206748880144,0.25183206748880144,0.25183206748880144,0.25183206748880144,0.25183206748880144,0.25183206748880144,0.25183206748880144,0.25183206748880144,0.25183206748880144,0.25183206748880144,0.25183206748880144,0.25183206748880144,0.25183206748880144,0.25183206748880144,0.25183206748880144,0.25183206748880144,0.25183206748880144,0.25183206748880144,null,4.5999999999999464,0,0,0,0,0,0,0,0,0,0,0,0,0,0,0,0,0,0,0,0]
[null,null,null,null,null,null,null,null,null,4.6099999999999461,0.2525768677330047,0.2525768677330047,0.2525768677330047,0.2525768677330047,0.2525768677330047,0.2525768677330047,0.2525768677330047,0.2525768677330047,0.2525768677330047,0.2525768677330047,0.2525768677330047,0.2525768677330047,0.2525768677330047,0.2525768677330047,0.2525768677330047,0.2525768677330047,0.2525768677330047,0.2525768677330047,0.2525768677330047,0.2525768677330047,null,4.6099999999999461,0,0,0,0,0,0,0,0,0,0,0,0,0,0,0,0,0,0,0,0]
[null,null,null,null,null,null,null,null,null,4.6199999999999459,0.25332407220047093,0.25332407220047093,0.25332407220047093,0.25332407220047093,0.25332407220047093,0.25332407220047093,0.25332407220047093,0.25332407220047093,0.25332407220047093,0.25332407220047093,0.25332407220047093,0.25332407220047093,0.25332407220047093,0.25332407220047093,0.25332407220047093,0.25332407220047093,0.25332407220047093,0.25332407220047093,0.25332407220047093,0.25332407220047093,null,4.6199999999999459,0,0,0,0,0,0,0,0,0,0,0,0,0,0,0,0,0,0,0,0]
[null,null,null,null,null,null,null,null,null,4.6299999999999457,0.25407369057985074,0.25407369057985074,0.25407369057985074,0.25407369057985074,0.25407369057985074,0.25407369057985074,0.25407369057985074,0.25407369057985074,0.25407369057985074,0.25407369057985074,0.25407369057985074,0.25407369057985074,0.25407369057985074,0.25407369057985074,0.25407369057985074,0.25407369057985074,0.25407369057985074,0.25407369057985074,0.25407369057985074,0.25407369057985074,null,4.6299999999999457,0,0,0,0,0,0,0,0,0,0,0,0,0,0,0,0,0,0,0,0]
[null,null,null,null,null,null,null,null,null,4.6399999999999455,0.25482573257014057,0.25482573257014057,0.25482573257014057,0.25482573257014057,0.25482573257014057,0.25482573257014057,0.25482573257014057,0.25482573257014057,0.25482573257014057,0.25482573257014057,0.25482573257014057,0.25482573257014057,0.25482573257014057,0.25482573257014057,0.25482573257014057,0.25482573257014057,0.25482573257014057,0.25482573257014057,0.25482573257014057,0.25482573257014057,null,4.6399999999999455,0,0,0,0,0,0,0,0,0,0,0,0,0,0,0,0,0,0,0,0]
[null,null,null,null,null,null,null,null,null,4.6499999999999453,0.25558020788068286,0.25558020788068286,0.25558020788068286,0.25558020788068286,0.25558020788068286,0.25558020788068286,0.25558020788068286,0.25558020788068286,0.25558020788068286,0.25558020788068286,0.25558020788068286,0.25558020788068286,0.25558020788068286,0.25558020788068286,0.25558020788068286,0.25558020788068286,0.25558020788068286,0.25558020788068286,0.25558020788068286,0.25558020788068286,null,4.6499999999999453,0,0,0,0,0,0,0,0,0,0,0,0,0,0,0,0,0,0,0,0]
[null,null,null,null,null,null,null,null,null,4.6599999999999451,0.25633712623116617,0.25633712623116617,0.25633712623116617,0.25633712623116617,0.25633712623116617,0.25633712623116617,0.25633712623116617,0.25633712623116617,0.25633712623116617,0.25633712623116617,0.25633712623116617,0.25633712623116617,0.25633712623116617,0.25633712623116617,0.25633712623116617,0.25633712623116617,0.25633712623116617,0.25633712623116617,0.25633712623116617,0.25633712623116617,null,4.6599999999999451,0,0,0,0,0,0,0,0,0,0,0,0,0,0,0,0,0,0,0,0]
[null,null,null,null,null,null,null,null,null,4.6699999999999449,0.25709649735162493,0.25709649735162493,0.25709649735162493,0.25709649735162493,0.25709649735162493,0.25709649735162493,0.25709649735162493,0.25709649735162493,0.25709649735162493,0.25709649735162493,0.25709649735162493,0.25709649735162493,0.25709649735162493,0.25709649735162493,0.25709649735162493,0.25709649735162493,0.25709649735162493,0.25709649735162493,0.25709649735162493,0.25709649735162493,null,4.6699999999999449,0,0,0,0,0,0,0,0,0,0,0,0,0,0,0,0,0,0,0,0]
[null,null,null,null,null,null,null,null,null,4.6799999999999446,0.2578583309824396,0.2578583309824396,0.2578583309824396,0.2578583309824396,0.2578583309824396,0.2578583309824396,0.2578583309824396,0.2578583309824396,0.2578583309824396,0.2578583309824396,0.2578583309824396,0.2578583309824396,0.2578583309824396,0.2578583309824396,0.2578583309824396,0.2578583309824396,0.2578583309824396,0.2578583309824396,0.2578583309824396,0.2578583309824396,null,4.6799999999999446,0,0,0,0,0,0,0,0,0,0,0,0,0,0,0,0,0,0,0,0]
[null,null,null,null,null,null,null,null,null,4.6899999999999444,0.25862263687433668,0.25862263687433668,0.25862263687433668,0.25862263687433668,0.25862263687433668,0.25862263687433668,0.25862263687433668,0.25862263687433668,0.25862263687433668,0.25862263687433668,0.25862263687433668,0.25862263687433668,0.25862263687433668,0.25862263687433668,0.25862263687433668,0.25862263687433668,0.25862263687433668,0.25862263687433668,0.25862263687433668,0.25862263687433668,null,4.6899999999999444,0,0,0,0,0,0,0,0,0,0,0,0,0,0,0,0,0,0,0,0]
[null,null,null,null,null,null,null,null,null,4.6999999999999442,0.25938942478838856,0.25938942478838856,0.25938942478838856,0.25938942478838856,0.25938942478838856,0.25938942478838856,0.25938942478838856,0.25938942478838856,0.25938942478838856,0.25938942478838856,0.25938942478838856,0.25938942478838856,0.25938942478838856,0.25938942478838856,0.25938942478838856,0.25938942478838856,0.25938942478838856,0.25938942478838856,0.25938942478838856,0.25938942478838856,null,4.6999999999999442,0,0,0,0,0,0,0,0,0,0,0,0,0,0,0,0,0,0,0,0]
[null,null,null,null,null,null,null,null,null,4.709999999999944,0.26015870449601375,0.26015870449601375,0.26015870449601375,0.26015870449601375,0.26015870449601375,0.26015870449601375,0.26015870449601375,0.26015870449601375,0.26015870449601375,0.26015870449601375,0.26015870449601375,0.26015870449601375,0.26015870449601375,0.26015870449601375,0.26015870449601375,0.26015870449601375,0.26015870449601375,0.26015870449601375,0.26015870449601375,0.26015870449601375,null,4.709999999999944,0,0,0,0,0,0,0,0,0,0,0,0,0,0,0,0,0,0,0,0]
[null,null,null,null,null,null,null,null,null,4.7199999999999438,0.26093048577897665,0.26093048577897665,0.26093048577897665,0.26093048577897665,0.26093048577897665,0.26093048577897665,0.26093048577897665,0.26093048577897665,0.26093048577897665,0.26093048577897665,0.26093048577897665,0.26093048577897665,0.26093048577897665,0.26093048577897665,0.26093048577897665,0.26093048577897665,0.26093048577897665,0.26093048577897665,0.26093048577897665,0.26093048577897665,null,4.7199999999999438,0,0,0,0,0,0,0,0,0,0,0,0,0,0,0,0,0,0,0,0]
[null,null,null,null,null,null,null,null,null,4.7299999999999436,0.26170477842938772,0.26170477842938772,0.26170477842938772,0.26170477842938772,0.26170477842938772,0.26170477842938772,0.26170477842938772,0.26170477842938772,0.26170477842938772,0.26170477842938772,0.26170477842938772,0.26170477842938772,0.26170477842938772,0.26170477842938772,0.26170477842938772,0.26170477842938772,0.26170477842938772,0.26170477842938772,0.26170477842938772,0.26170477842938772,null,4.7299999999999436,0,0,0,0,0,0,0,0,0,0,0,0,0,0,0,0,0,0,0,0]
[null,null,null,null,null,null,null,null,null,4.7399999999999434,0.26248159224970335,0.26248159224970335,0.26248159224970335,0.26248159224970335,0.26248159224970335,0.26248159224970335,0.26248159224970335,0.26248159224970335,0.26248159224970335,0.26248159224970335,0.26248159224970335,0.26248159224970335,0.26248159224970335,0.26248159224970335,0.26248159224970335,0.26248159224970335,0.26248159224970335,0.26248159224970335,0.26248159224970335,0.26248159224970335,null,4.7399999999999434,0,0,0,0,0,0,0,0,0,0,0,0,0,0,0,0,0,0,0,0]
[null,null,null,null,null,null,null,null,null,4.7499999999999432,0.26326093705272596,0.26326093705272596,0.26326093705272596,0.26326093705272596,0.26326093705272596,0.26326093705272596,0.26326093705272596,0.26326093705272596,0.26326093705272596,0.26326093705272596,0.26326093705272596,0.26326093705272596,0.26326093705272596,0.26326093705272596,0.26326093705272596,0.26326093705272596,0.26326093705272596,0.26326093705272596,0.26326093705272596,0.26326093705272596,null,4.7499999999999432,0,0,0,0,0,0,0,0,0,0,0,0,0,0,0,0,0,0,0,0]
[null,null,null,null,null,null,null,null,null,4.7599999999999429,0.26404282266160395,0.26404282266160395,0.26404282266160395,0.26404282266160395,0.26404282266160395,0.26404282266160395,0.26404282266160395,0.26404282266160395,0.26404282266160395,0.26404282266160395,0.26404282266160395,0.26404282266160395,0.26404282266160395,0.26404282266160395,0.26404282266160395,0.26404282266160395,0.26404282266160395,0.26404282266160395,0.26404282266160395,0.26404282266160395,null,4.7599999999999429,0,0,0,0,0,0,0,0,0,0,0,0,0,0,0,0,0,0,0,0]
[null,null,null,null,null,null,null,null,null,4.7699999999999427,0.26482725890983183,0.26482725890983183,0.26482725890983183,0.26482725890983183,0.26482725890983183,0.26482725890983183,0.26482725890983183,0.26482725890983183,0.26482725890983183,0.26482725890983183,0.26482725890983183,0.26482725890983183,0.26482725890983183,0.26482725890983183,0.26482725890983183,0.26482725890983183,0.26482725890983183,0.26482725890983183,0.26482725890983183,0.26482725890983183,null,4.7699999999999427,0,0,0,0,0,0,0,0,0,0,0,0,0,0,0,0,0,0,0,0]
[null,null,null,null,null,null,null,null,null,4.7799999999999425,0.26561425564124985,0.26561425564124985,0.26561425564124985,0.26561425564124985,0.26561425564124985,0.26561425564124985,0.26561425564124985,0.26561425564124985,0.26561425564124985,0.26561425564124985,0.26561425564124985,0.26561425564124985,0.26561425564124985,0.26561425564124985,0.26561425564124985,0.26561425564124985,0.26561425564124985,0.26561425564124985,0.26561425564124985,0.26561425564124985,null,4.7799999999999425,0,0,0,0,0,0,0,0,0,0,0,0,0,0,0,0,0,0,0,0]
[null,null,null,null,null,null,null,null,null,4.7899999999999423,0.26640382271004448,0.26640382271004448,0.26640382271004448,0.26640382271004448,0.26640382271004448,0.26640382271004448,0.26640382271004448,0.26640382271004448,0.26640382271004448,0.26640382271004448,0.26640382271004448,0.26640382271004448,0.26640382271004448,0.26640382271004448,0.26640382271004448,0.26640382271004448,0.26640382271004448,0.26640382271004448,0.26640382271004448,0.26640382271004448,null,4.7899999999999423,0,0,0,0,0,0,0,0,0,0,0,0,0,0,0,0,0,0,0,0]
[null,null,null,null,null,null,null,null,null,4.7999999999999421,0.26719596998074807,0.26719596998074807,0.26719596998074807,0.26719596998074807,0.26719596998074807,0.26719596998074807,0.26719596998074807,0.26719596998074807,0.26719596998074807,0.26719596998074807,0.26719596998074807,0.26719596998074807,0.26719596998074807,0.26719596998074807,0.26719596998074807,0.26719596998074807,0.26719596998074807,0.26719596998074807,0.26719596998074807,0.26719596998074807,null,4.7999999999999421,0,0,0,0,0,0,0,0,0,0,0,0,0,0,0,0,0,0,0,0]
[null,null,null,null,null,null,null,null,null,4.8099999999999419,0.26799070732823899,0.26799070732823899,0.26799070732823899,0.26799070732823899,0.26799070732823899,0.26799070732823899,0.26799070732823899,0.26799070732823899,0.26799070732823899,0.26799070732823899,0.26799070732823899,0.26799070732823899,0.26799070732823899,0.26799070732823899,0.26799070732823899,0.26799070732823899,0.26799070732823899,0.26799070732823899,0.26799070732823899,0.26799070732823899,null,4.8099999999999419,0,0,0,0,0,0,0,0,0,0,0,0,0,0,0,0,0,0,0,0]
[null,null,null,null,null,null,null,null,null,4.8199999999999417,0.2687880446377417,0.2687880446377417,0.2687880446377417,0.2687880446377417,0.2687880446377417,0.2687880446377417,0.2687880446377417,0.2687880446377417,0.2687880446377417,0.2687880446377417,0.2687880446377417,0.2687880446377417,0.2687880446377417,0.2687880446377417,0.2687880446377417,0.2687880446377417,0.2687880446377417,0.2687880446377417,0.2687880446377417,0.2687880446377417,null,4.8199999999999417,0,0,0,0,0,0,0,0,0,0,0,0,0,0,0,0,0,0,0,0]
[null,null,null,null,null,null,null,null,null,4.8299999999999415,0.26958799180482645,0.26958799180482645,0.26958799180482645,0.26958799180482645,0.26958799180482645,0.26958799180482645,0.26958799180482645,0.26958799180482645,0.26958799180482645,0.26958799180482645,0.26958799180482645,0.26958799180482645,0.26958799180482645,0.26958799180482645,0.26958799180482645,0.26958799180482645,0.26958799180482645,0.26958799180482645,0.26958799180482645,0.26958799180482645,null,4.8299999999999415,0,0,0,0,0,0,0,0,0,0,0,0,0,0,0,0,0,0,0,0]
[null,null,null,null,null,null,null,null,null,4.8399999999999412,0.27039055873540957,0.27039055873540957,0.27039055873540957,0.27039055873540957,0.27039055873540957,0.27039055873540957,0.27039055873540957,0.27039055873540957,0.27039055873540957,0.27039055873540957,0.27039055873540957,0.27039055873540957,0.27039055873540957,0.27039055873540957,0.27039055873540957,0.27039055873540957,0.27039055873540957,0.27039055873540957,0.27039055873540957,0.27039055873540957,null,4.8399999999999412,0,0,0,0,0,0,0,0,0,0,0,0,0,0,0,0,0,0,0,0]
[null,null,null,null,null,null,null,null,null,4.849999999999941,0.27119575534575352,0.27119575534575352,0.27119575534575352,0.27119575534575352,0.27119575534575352,0.27119575534575352,0.27119575534575352,0.27119575534575352,0.27119575534575352,0.27119575534575352,0.27119575534575352,0.27119575534575352,0.27119575534575352,0.27119575534575352,0.27119575534575352,0.27119575534575352,0.27119575534575352,0.27119575534575352,0.27119575534575352,0.27119575534575352,null,4.849999999999941,0,0,0,0,0,0,0,0,0,0,0,0,0,0,0,0,0,0,0,0]
[null,null,null,null,null,null,null,null,null,4.8599999999999408,0.27200359156246662,0.27200359156246662,0.27200359156246662,0.27200359156246662,0.27200359156246662,0.27200359156246662,0.27200359156246662,0.27200359156246662,0.27200359156246662,0.27200359156246662,0.27200359156246662,0.27200359156246662,0.27200359156246662,0.27200359156246662,0.27200359156246662,0.27200359156246662,0.27200359156246662,0.27200359156246662,0.27200359156246662,0.27200359156246662,null,4.8599999999999408,0,0,0,0,0,0,0,0,0,0,0,0,0,0,0,0,0,0,0,0]
[null,null,null,null,null,null,null,null,null,4.8699999999999406,0.27281407732250312,0.27281407732250312,0.27281407732250312,0.27281407732250312,0.27281407732250312,0.27281407732250312,0.27281407732250312,0.27281407732250312,0.27281407732250312,0.27281407732250312,0.27281407732250312,0.27281407732250312,0.27281407732250312,0.27281407732250312,0.27281407732250312,0.27281407732250312,0.27281407732250312,0.27281407732250312,0.27281407732250312,0.27281407732250312,null,4.8699999999999406,0,0,0,0,0,0,0,0,0,0,0,0,0,0,0,0,0,0,0,0]
[null,null,null,null,null,null,null,null,null,4.8799999999999404,0.27362722257316341,0.27362722257316341,0.27362722257316341,0.27362722257316341,0.27362722257316341,0.27362722257316341,0.27362722257316341,0.27362722257316341,0.27362722257316341,0.27362722257316341,0.27362722257316341,0.27362722257316341,0.27362722257316341,0.27362722257316341,0.27362722257316341,0.27362722257316341,0.27362722257316341,0.27362722257316341,0.27362722257316341,0.27362722257316341,null,4.8799999999999404,0,0,0,0,0,0,0,0,0,0,0,0,0,0,0,0,0,0,0,0]
[null,null,null,null,null,null,null,null,null,4.8899999999999402,0.27444303727209379,0.27444303727209379,0.27444303727209379,0.27444303727209379,0.27444303727209379,0.27444303727209379,0.27444303727209379,0.27444303727209379,0.27444303727209379,0.27444303727209379,0.27444303727209379,0.27444303727209379,0.27444303727209379,0.27444303727209379,0.27444303727209379,0.27444303727209379,0.27444303727209379,0.27444303727209379,0.27444303727209379,0.27444303727209379,null,4.8899999999999402,0,0,0,0,0,0,0,0,0,0,0,0,0,0,0,0,0,0,0,0]
[null,null,null,null,null,null,null,null,null,4.89999999999994,0.27526153138728654,0.27526153138728654,0.27526153138728654,0.27526153138728654,0.27526153138728654,0.27526153138728654,0.27526153138728654,0.27526153138728654,0.27526153138728654,0.27526153138728654,0.27526153138728654,0.27526153138728654,0.27526153138728654,0.27526153138728654,0.27526153138728654,0.27526153138728654,0.27526153138728654,0.27526153138728654,0.27526153138728654,0.27526153138728654,null,4.89999999999994,0,0,0,0,0,0,0,0,0,0,0,0,0,0,0,0,0,0,0,0]
[null,null,null,null,null,null,null,null,null,4.9099999999999397,0.27608271489708003,0.27608271489708003,0.27608271489708003,0.27608271489708003,0.27608271489708003,0.27608271489708003,0.27608271489708003,0.27608271489708003,0.27608271489708003,0.27608271489708003,0.27608271489708003,0.27608271489708003,0.27608271489708003,0.27608271489708003,0.27608271489708003,0.27608271489708003,0.27608271489708003,0.27608271489708003,0.27608271489708003,0.27608271489708003,null,4.9099999999999397,0,0,0,0,0,0,0,0,0,0,0,0,0,0,0,0,0,0,0,0]
[null,null,null,null,null,null,null,null,null,4.9199999999999395,0.27690659779015853,0.27690659779015853,0.27690659779015853,0.27690659779015853,0.27690659779015853,0.27690659779015853,0.27690659779015853,0.27690659779015853,0.27690659779015853,0.27690659779015853,0.27690659779015853,0.27690659779015853,0.27690659779015853,0.27690659779015853,0.27690659779015853,0.27690659779015853,0.27690659779015853,0.27690659779015853,0.27690659779015853,0.27690659779015853,null,4.9199999999999395,0,0,0,0,0,0,0,0,0,0,0,0,0,0,0,0,0,0,0,0]
[null,null,null,null,null,null,null,null,null,4.9299999999999393,0.27773319006555236,0.27773319006555236,0.27773319006555236,0.27773319006555236,0.27773319006555236,0.27773319006555236,0.27773319006555236,0.27773319006555236,0.27773319006555236,0.27773319006555236,0.27773319006555236,0.27773319006555236,0.27773319006555236,0.27773319006555236,0.27773319006555236,0.27773319006555236,0.27773319006555236,0.27773319006555236,0.27773319006555236,0.27773319006555236,null,4.9299999999999393,0,0,0,0,0,0,0,0,0,0,0,0,0,0,0,0,0,0,0,0]
[null,null,null,null,null,null,null,null,null,4.9399999999999391,0.27856250173263769,0.27856250173263769,0.27856250173263769,0.27856250173263769,0.27856250173263769,0.27856250173263769,0.27856250173263769,0.27856250173263769,0.27856250173263769,0.27856250173263769,0.27856250173263769,0.27856250173263769,0.27856250173263769,0.27856250173263769,0.27856250173263769,0.27856250173263769,0.27856250173263769,0.27856250173263769,0.27856250173263769,0.27856250173263769,null,4.9399999999999391,0,0,0,0,0,0,0,0,0,0,0,0,0,0,0,0,0,0,0,0]
[null,null,null,null,null,null,null,null,null,4.9499999999999389,0.2793945428111369,0.2793945428111369,0.2793945428111369,0.2793945428111369,0.2793945428111369,0.2793945428111369,0.2793945428111369,0.2793945428111369,0.2793945428111369,0.2793945428111369,0.2793945428111369,0.2793945428111369,0.2793945428111369,0.2793945428111369,0.2793945428111369,0.2793945428111369,0.2793945428111369,0.2793945428111369,0.2793945428111369,0.2793945428111369,null,4.9499999999999389,0,0,0,0,0,0,0,0,0,0,0,0,0,0,0,0,0,0,0,0]
[null,null,null,null,null,null,null,null,null,4.9599999999999387,0.28022932333111827,0.28022932333111827,0.28022932333111827,0.28022932333111827,0.28022932333111827,0.28022932333111827,0.28022932333111827,0.28022932333111827,0.28022932333111827,0.28022932333111827,0.28022932333111827,0.28022932333111827,0.28022932333111827,0.28022932333111827,0.28022932333111827,0.28022932333111827,0.28022932333111827,0.28022932333111827,0.28022932333111827,0.28022932333111827,null,4.9599999999999387,0,0,0,0,0,0,0,0,0,0,0,0,0,0,0,0,0,0,0,0]
[null,null,null,null,null,null,null,null,null,4.9699999999999385,0.28106685333299597,0.28106685333299597,0.28106685333299597,0.28106685333299597,0.28106685333299597,0.28106685333299597,0.28106685333299597,0.28106685333299597,0.28106685333299597,0.28106685333299597,0.28106685333299597,0.28106685333299597,0.28106685333299597,0.28106685333299597,0.28106685333299597,0.28106685333299597,0.28106685333299597,0.28106685333299597,0.28106685333299597,0.28106685333299597,null,4.9699999999999385,0,0,0,0,0,0,0,0,0,0,0,0,0,0,0,0,0,0,0,0]
[null,null,null,null,null,null,null,null,null,4.9799999999999383,0.28190714286753038,0.28190714286753038,0.28190714286753038,0.28190714286753038,0.28190714286753038,0.28190714286753038,0.28190714286753038,0.28190714286753038,0.28190714286753038,0.28190714286753038,0.28190714286753038,0.28190714286753038,0.28190714286753038,0.28190714286753038,0.28190714286753038,0.28190714286753038,0.28190714286753038,0.28190714286753038,0.28190714286753038,0.28190714286753038,null,4.9799999999999383,0,0,0,0,0,0,0,0,0,0,0,0,0,0,0,0,0,0,0,0]
[null,null,null,null,null,null,null,null,null,4.989999999999938,0.28275020199582762,0.28275020199582762,0.28275020199582762,0.28275020199582762,0.28275020199582762,0.28275020199582762,0.28275020199582762,0.28275020199582762,0.28275020199582762,0.28275020199582762,0.28275020199582762,0.28275020199582762,0.28275020199582762,0.28275020199582762,0.28275020199582762,0.28275020199582762,0.28275020199582762,0.28275020199582762,0.28275020199582762,0.28275020199582762,null,4.989999999999938,0,0,0,0,0,0,0,0,0,0,0,0,0,0,0,0,0,0,0,0]
[null,null,null,null,null,null,null,null,null,4.9999999999999378,0.28359604078934003,0.28359604078934003,0.28359604078934003,0.28359604078934003,0.28359604078934003,0.28359604078934003,0.28359604078934003,0.28359604078934003,0.28359604078934003,0.28359604078934003,0.28359604078934003,0.28359604078934003,0.28359604078934003,0.28359604078934003,0.28359604078934003,0.28359604078934003,0.28359604078934003,0.28359604078934003,0.28359604078934003,0.28359604078934003,null,4.9999999999999378,0,0,0,0,0,0,0,0,0,0,0,0,0,0,0,0,0,0,0,0]
[null,null,null,null,null,null,null,null,null,5.0099999999999376,0.28444466932986578,0.28444466932986578,0.28444466932986578,0.28444466932986578,0.28444466932986578,0.28444466932986578,0.28444466932986578,0.28444466932986578,0.28444466932986578,0.28444466932986578,0.28444466932986578,0.28444466932986578,0.28444466932986578,0.28444466932986578,0.28444466932986578,0.28444466932986578,0.28444466932986578,0.28444466932986578,0.28444466932986578,0.28444466932986578,null,5.0099999999999376,0,0,0,0,0,0,0,0,0,0,0,0,0,0,0,0,0,0,0,0]
[null,null,null,null,null,null,null,null,null,5.0199999999999374,0.28529609770954911,0.28529609770954911,0.28529609770954911,0.28529609770954911,0.28529609770954911,0.28529609770954911,0.28529609770954911,0.28529609770954911,0.28529609770954911,0.28529609770954911,0.28529609770954911,0.28529609770954911,0.28529609770954911,0.28529609770954911,0.28529609770954911,0.28529609770954911,0.28529609770954911,0.28529609770954911,0.28529609770954911,0.28529609770954911,null,5.0199999999999374,0,0,0,0,0,0,0,0,0,0,0,0,0,0,0,0,0,0,0,0]
[null,null,null,null,null,null,null,null,null,5.0299999999999372,0.28615033603088025,0.28615033603088025,0.28615033603088025,0.28615033603088025,0.28615033603088025,0.28615033603088025,0.28615033603088025,0.28615033603088025,0.28615033603088025,0.28615033603088025,0.28615033603088025,0.28615033603088025,0.28615033603088025,0.28615033603088025,0.28615033603088025,0.28615033603088025,0.28615033603088025,0.28615033603088025,0.28615033603088025,0.28615033603088025,null,5.0299999999999372,0,0,0,0,0,0,0,0,0,0,0,0,0,0,0,0,0,0,0,0]
[null,null,null,null,null,null,null,null,null,5.039999999999937,0.28700739440669543,0.28700739440669543,0.28700739440669543,0.28700739440669543,0.28700739440669543,0.28700739440669543,0.28700739440669543,0.28700739440669543,0.28700739440669543,0.28700739440669543,0.28700739440669543,0.28700739440669543,0.28700739440669543,0.28700739440669543,0.28700739440669543,0.28700739440669543,0.28700739440669543,0.28700739440669543,0.28700739440669543,0.28700739440669543,null,5.039999999999937,0,0,0,0,0,0,0,0,0,0,0,0,0,0,0,0,0,0,0,0]
[null,null,null,null,null,null,null,null,null,5.0499999999999368,0.28786728296017683,0.28786728296017683,0.28786728296017683,0.28786728296017683,0.28786728296017683,0.28786728296017683,0.28786728296017683,0.28786728296017683,0.28786728296017683,0.28786728296017683,0.28786728296017683,0.28786728296017683,0.28786728296017683,0.28786728296017683,0.28786728296017683,0.28786728296017683,0.28786728296017683,0.28786728296017683,0.28786728296017683,0.28786728296017683,null,5.0499999999999368,0,0,0,0,0,0,0,0,0,0,0,0,0,0,0,0,0,0,0,0]
[null,null,null,null,null,null,null,null,null,5.0599999999999365,0.28873001182485264,0.28873001182485264,0.28873001182485264,0.28873001182485264,0.28873001182485264,0.28873001182485264,0.28873001182485264,0.28873001182485264,0.28873001182485264,0.28873001182485264,0.28873001182485264,0.28873001182485264,0.28873001182485264,0.28873001182485264,0.28873001182485264,0.28873001182485264,0.28873001182485264,0.28873001182485264,0.28873001182485264,0.28873001182485264,null,5.0599999999999365,0,0,0,0,0,0,0,0,0,0,0,0,0,0,0,0,0,0,0,0]
[null,null,null,null,null,null,null,null,null,5.0699999999999363,0.2895955911445971,0.2895955911445971,0.2895955911445971,0.2895955911445971,0.2895955911445971,0.2895955911445971,0.2895955911445971,0.2895955911445971,0.2895955911445971,0.2895955911445971,0.2895955911445971,0.2895955911445971,0.2895955911445971,0.2895955911445971,0.2895955911445971,0.2895955911445971,0.2895955911445971,0.2895955911445971,0.2895955911445971,0.2895955911445971,null,5.0699999999999363,0,0,0,0,0,0,0,0,0,0,0,0,0,0,0,0,0,0,0,0]
[null,null,null,null,null,null,null,null,null,5.0799999999999361,0.29046403107363028,0.29046403107363028,0.29046403107363028,0.29046403107363028,0.29046403107363028,0.29046403107363028,0.29046403107363028,0.29046403107363028,0.29046403107363028,0.29046403107363028,0.29046403107363028,0.29046403107363028,0.29046403107363028,0.29046403107363028,0.29046403107363028,0.29046403107363028,0.29046403107363028,0.29046403107363028,0.29046403107363028,0.29046403107363028,null,5.0799999999999361,0,0,0,0,0,0,0,0,0,0,0,0,0,0,0,0,0,0,0,0]
[null,null,null,null,null,null,null,null,null,5.0899999999999359,0.29133534177651854,0.29133534177651854,0.29133534177651854,0.29133534177651854,0.29133534177651854,0.29133534177651854,0.29133534177651854,0.29133534177651854,0.29133534177651854,0.29133534177651854,0.29133534177651854,0.29133534177651854,0.29133534177651854,0.29133534177651854,0.29133534177651854,0.29133534177651854,0.29133534177651854,0.29133534177651854,0.29133534177651854,0.29133534177651854,null,5.0899999999999359,0,0,0,0,0,0,0,0,0,0,0,0,0,0,0,0,0,0,0,0]
[null,null,null,null,null,null,null,null,null,5.0999999999999357,0.29220953342817391,0.29220953342817391,0.29220953342817391,0.29220953342817391,0.29220953342817391,0.29220953342817391,0.29220953342817391,0.29220953342817391,0.29220953342817391,0.29220953342817391,0.29220953342817391,0.29220953342817391,0.29220953342817391,0.29220953342817391,0.29220953342817391,0.29220953342817391,0.29220953342817391,0.29220953342817391,0.29220953342817391,0.29220953342817391,null,5.0999999999999357,0,0,0,0,0,0,0,0,0,0,0,0,0,0,0,0,0,0,0,0]
[null,null,null,null,null,null,null,null,null,5.1099999999999355,0.29308661621385457,0.29308661621385457,0.29308661621385457,0.29308661621385457,0.29308661621385457,0.29308661621385457,0.29308661621385457,0.29308661621385457,0.29308661621385457,0.29308661621385457,0.29308661621385457,0.29308661621385457,0.29308661621385457,0.29308661621385457,0.29308661621385457,0.29308661621385457,0.29308661621385457,0.29308661621385457,0.29308661621385457,0.29308661621385457,null,5.1099999999999355,0,0,0,0,0,0,0,0,0,0,0,0,0,0,0,0,0,0,0,0]
[null,null,null,null,null,null,null,null,null,5.1199999999999353,{"$f":"IF(AQ$16=0,0,IF(K$36*$J557^4  +    K$37*$J557^3   +    K$38*$J557^2    +    K$39*$J557   +    K$40>1,1,K$36*$J557^4  +    K$37*$J557^3   +    K$38*$J557^2    +    K$39*$J557   +    K$40))","v":0.29396660032916466},{"$f":"IF(AR$16=0,0,IF(L$36*$J557^4  +    L$37*$J557^3   +    L$38*$J557^2    +    L$39*$J557   +    L$40>1,1,L$36*$J557^4  +    L$37*$J557^3   +    L$38*$J557^2    +    L$39*$J557   +    L$40))","v":0.29396660032916466},{"$f":"IF(AS$16=0,0,IF(M$36*$J557^4  +    M$37*$J557^3   +    M$38*$J557^2    +    M$39*$J557   +    M$40>1,1,M$36*$J557^4  +    M$37*$J557^3   +    M$38*$J557^2    +    M$39*$J557   +    M$40))","v":0.29396660032916466},{"$f":"IF(AT$16=0,0,IF(N$36*$J557^4  +    N$37*$J557^3   +    N$38*$J557^2    +    N$39*$J557   +    N$40>1,1,N$36*$J557^4  +    N$37*$J557^3   +    N$38*$J557^2    +    N$39*$J557   +    N$40))","v":0.29396660032916466},{"$f":"IF(AU$16=0,0,IF(O$36*$J557^4  +    O$37*$J557^3   +    O$38*$J557^2    +    O$39*$J557   +    O$40>1,1,O$36*$J557^4  +    O$37*$J557^3   +    O$38*$J557^2    +    O$39*$J557   +    O$40))","v":0.29396660032916466},{"$f":"IF(AV$16=0,0,IF(P$36*$J557^4  +    P$37*$J557^3   +    P$38*$J557^2    +    P$39*$J557   +    P$40>1,1,P$36*$J557^4  +    P$37*$J557^3   +    P$38*$J557^2    +    P$39*$J557   +    P$40))","v":0.29396660032916466},{"$f":"IF(AW$16=0,0,IF(Q$36*$J557^4  +    Q$37*$J557^3   +    Q$38*$J557^2    +    Q$39*$J557   +    Q$40>1,1,Q$36*$J557^4  +    Q$37*$J557^3   +    Q$38*$J557^2    +    Q$39*$J557   +    Q$40))","v":0.29396660032916466},{"$f":"IF(AX$16=0,0,IF(R$36*$J557^4  +    R$37*$J557^3   +    R$38*$J557^2    +    R$39*$J557   +    R$40>1,1,R$36*$J557^4  +    R$37*$J557^3   +    R$38*$J557^2    +    R$39*$J557   +    R$40))","v":0.29396660032916466},{"$f":"IF(AY$16=0,0,IF(S$36*$J557^4  +    S$37*$J557^3   +    S$38*$J557^2    +    S$39*$J557   +    S$40>1,1,S$36*$J557^4  +    S$37*$J557^3   +    S$38*$J557^2    +    S$39*$J557   +    S$40))","v":0.29396660032916466},{"$f":"IF(AZ$16=0,0,IF(T$36*$J557^4  +    T$37*$J557^3   +    T$38*$J557^2    +    T$39*$J557   +    T$40>1,1,T$36*$J557^4  +    T$37*$J557^3   +    T$38*$J557^2    +    T$39*$J557   +    T$40))","v":0.29396660032916466},{"$f":"IF(BA$16=0,0,IF(U$36*$J557^4  +    U$37*$J557^3   +    U$38*$J557^2    +    U$39*$J557   +    U$40>1,1,U$36*$J557^4  +    U$37*$J557^3   +    U$38*$J557^2    +    U$39*$J557   +    U$40))","v":0.29396660032916466},{"$f":"IF(BB$16=0,0,IF(V$36*$J557^4  +    V$37*$J557^3   +    V$38*$J557^2    +    V$39*$J557   +    V$40>1,1,V$36*$J557^4  +    V$37*$J557^3   +    V$38*$J557^2    +    V$39*$J557   +    V$40))","v":0.29396660032916466},{"$f":"IF(BC$16=0,0,IF(W$36*$J557^4  +    W$37*$J557^3   +    W$38*$J557^2    +    W$39*$J557   +    W$40>1,1,W$36*$J557^4  +    W$37*$J557^3   +    W$38*$J557^2    +    W$39*$J557   +    W$40))","v":0.29396660032916466},{"$f":"IF(BD$16=0,0,IF(X$36*$J557^4  +    X$37*$J557^3   +    X$38*$J557^2    +    X$39*$J557   +    X$40>1,1,X$36*$J557^4  +    X$37*$J557^3   +    X$38*$J557^2    +    X$39*$J557   +    X$40))","v":0.29396660032916466},{"$f":"IF(BE$16=0,0,IF(Y$36*$J557^4  +    Y$37*$J557^3   +    Y$38*$J557^2    +    Y$39*$J557   +    Y$40>1,1,Y$36*$J557^4  +    Y$37*$J557^3   +    Y$38*$J557^2    +    Y$39*$J557   +    Y$40))","v":0.29396660032916466},{"$f":"IF(BF$16=0,0,IF(Z$36*$J557^4  +    Z$37*$J557^3   +    Z$38*$J557^2    +    Z$39*$J557   +    Z$40>1,1,Z$36*$J557^4  +    Z$37*$J557^3   +    Z$38*$J557^2    +    Z$39*$J557   +    Z$40))","v":0.29396660032916466},{"$f":"IF(BG$16=0,0,IF(AA$36*$J557^4  +    AA$37*$J557^3   +    AA$38*$J557^2    +    AA$39*$J557   +    AA$40>1,1,AA$36*$J557^4  +    AA$37*$J557^3   +    AA$38*$J557^2    +    AA$39*$J557   +    AA$40))","v":0.29396660032916466},{"$f":"IF(BH$16=0,0,IF(AB$36*$J557^4  +    AB$37*$J557^3   +    AB$38*$J557^2    +    AB$39*$J557   +    AB$40>1,1,AB$36*$J557^4  +    AB$37*$J557^3   +    AB$38*$J557^2    +    AB$39*$J557   +    AB$40))","v":0.29396660032916466},{"$f":"IF(BI$16=0,0,IF(AC$36*$J557^4  +    AC$37*$J557^3   +    AC$38*$J557^2    +    AC$39*$J557   +    AC$40>1,1,AC$36*$J557^4  +    AC$37*$J557^3   +    AC$38*$J557^2    +    AC$39*$J557   +    AC$40))","v":0.29396660032916466},{"$f":"IF(BJ$16=0,0,IF(AD$36*$J557^4  +    AD$37*$J557^3   +    AD$38*$J557^2    +    AD$39*$J557   +    AD$40>1,1,AD$36*$J557^4  +    AD$37*$J557^3   +    AD$38*$J557^2    +    AD$39*$J557   +    AD$40))","v":0.29396660032916466},null,5.1199999999999353,{"$f":"IF(AG$43<>0,INDEX(K$45:K$1045, MATCH($AF557*(AG$43/24), $J$45:$J$1045)), 0)","v":0},{"$f":"IF(AH$43<>0,INDEX(L$45:L$1045, MATCH($AF557*(AH$43/24), $J$45:$J$1045)), 0)","v":0},{"$f":"IF(AI$43<>0,INDEX(M$45:M$1045, MATCH($AF557*(AI$43/24), $J$45:$J$1045)), 0)","v":0},{"$f":"IF(AJ$43<>0,INDEX(N$45:N$1045, MATCH($AF557*(AJ$43/24), $J$45:$J$1045)), 0)","v":0},{"$f":"IF(AK$43<>0,INDEX(O$45:O$1045, MATCH($AF557*(AK$43/24), $J$45:$J$1045)), 0)","v":0},{"$f":"IF(AL$43<>0,INDEX(P$45:P$1045, MATCH($AF557*(AL$43/24), $J$45:$J$1045)), 0)","v":0},{"$f":"IF(AM$43<>0,INDEX(Q$45:Q$1045, MATCH($AF557*(AM$43/24), $J$45:$J$1045)), 0)","v":0},{"$f":"IF(AN$43<>0,INDEX(R$45:R$1045, MATCH($AF557*(AN$43/24), $J$45:$J$1045)), 0)","v":0},{"$f":"IF(AO$43<>0,INDEX(S$45:S$1045, MATCH($AF557*(AO$43/24), $J$45:$J$1045)), 0)","v":0},{"$f":"IF(AP$43<>0,INDEX(T$45:T$1045, MATCH($AF557*(AP$43/24), $J$45:$J$1045)), 0)","v":0},{"$f":"IF(AQ$43<>0,INDEX(U$45:U$1045, MATCH($AF557*(AQ$43/24), $J$45:$J$1045)), 0)","v":0},{"$f":"IF(AR$43<>0,INDEX(V$45:V$1045, MATCH($AF557*(AR$43/24), $J$45:$J$1045)), 0)","v":0},{"$f":"IF(AS$43<>0,INDEX(W$45:W$1045, MATCH($AF557*(AS$43/24), $J$45:$J$1045)), 0)","v":0},{"$f":"IF(AT$43<>0,INDEX(X$45:X$1045, MATCH($AF557*(AT$43/24), $J$45:$J$1045)), 0)","v":0},{"$f":"IF(AU$43<>0,INDEX(Y$45:Y$1045, MATCH($AF557*(AU$43/24), $J$45:$J$1045)), 0)","v":0},{"$f":"IF(AV$43<>0,INDEX(Z$45:Z$1045, MATCH($AF557*(AV$43/24), $J$45:$J$1045)), 0)","v":0},{"$f":"IF(AW$43<>0,INDEX(AA$45:AA$1045, MATCH($AF557*(AW$43/24), $J$45:$J$1045)), 0)","v":0},{"$f":"IF(AX$43<>0,INDEX(AB$45:AB$1045, MATCH($AF557*(AX$43/24), $J$45:$J$1045)), 0)","v":0},{"$f":"IF(AY$43<>0,INDEX(AC$45:AC$1045, MATCH($AF557*(AY$43/24), $J$45:$J$1045)), 0)","v":0},{"$f":"IF(AZ$43<>0,INDEX(AD$45:AD$1045, MATCH($AF557*(AZ$43/24), $J$45:$J$1045)), 0)","v":0}]
[null,null,null,null,null,null,null,null,null,{"$f":"J557+0.01","v":5.1299999999999351},0.29484949598005444,0.29484949598005444,0.29484949598005444,0.29484949598005444,0.29484949598005444,0.29484949598005444,0.29484949598005444,0.29484949598005444,0.29484949598005444,0.29484949598005444,0.29484949598005444,0.29484949598005444,0.29484949598005444,0.29484949598005444,0.29484949598005444,0.29484949598005444,0.29484949598005444,0.29484949598005444,0.29484949598005444,0.29484949598005444,null,{"$f":"AF557+0.01","v":5.1299999999999351},0,0,0,0,0,0,0,0,0,0,0,0,0,0,0,0,0,0,0,0]
[null,null,null,null,null,null,null,null,null,5.1399999999999348,0.29573531338282,0.29573531338282,0.29573531338282,0.29573531338282,0.29573531338282,0.29573531338282,0.29573531338282,0.29573531338282,0.29573531338282,0.29573531338282,0.29573531338282,0.29573531338282,0.29573531338282,0.29573531338282,0.29573531338282,0.29573531338282,0.29573531338282,0.29573531338282,0.29573531338282,0.29573531338282,null,5.1399999999999348,0,0,0,0,0,0,0,0,0,0,0,0,0,0,0,0,0,0,0,0]
[null,null,null,null,null,null,null,null,null,5.1499999999999346,0.29662406276410341,0.29662406276410341,0.29662406276410341,0.29662406276410341,0.29662406276410341,0.29662406276410341,0.29662406276410341,0.29662406276410341,0.29662406276410341,0.29662406276410341,0.29662406276410341,0.29662406276410341,0.29662406276410341,0.29662406276410341,0.29662406276410341,0.29662406276410341,0.29662406276410341,0.29662406276410341,0.29662406276410341,0.29662406276410341,null,5.1499999999999346,0,0,0,0,0,0,0,0,0,0,0,0,0,0,0,0,0,0,0,0]
[null,null,null,null,null,null,null,null,null,5.1599999999999344,0.29751575436089284,0.29751575436089284,0.29751575436089284,0.29751575436089284,0.29751575436089284,0.29751575436089284,0.29751575436089284,0.29751575436089284,0.29751575436089284,0.29751575436089284,0.29751575436089284,0.29751575436089284,0.29751575436089284,0.29751575436089284,0.29751575436089284,0.29751575436089284,0.29751575436089284,0.29751575436089284,0.29751575436089284,0.29751575436089284,null,5.1599999999999344,0,0,0,0,0,0,0,0,0,0,0,0,0,0,0,0,0,0,0,0]
[null,null,null,null,null,null,null,null,null,5.1699999999999342,0.29841039842052242,0.29841039842052242,0.29841039842052242,0.29841039842052242,0.29841039842052242,0.29841039842052242,0.29841039842052242,0.29841039842052242,0.29841039842052242,0.29841039842052242,0.29841039842052242,0.29841039842052242,0.29841039842052242,0.29841039842052242,0.29841039842052242,0.29841039842052242,0.29841039842052242,0.29841039842052242,0.29841039842052242,0.29841039842052242,null,5.1699999999999342,0,0,0,0,0,0,0,0,0,0,0,0,0,0,0,0,0,0,0,0]
[null,null,null,null,null,null,null,null,null,5.179999999999934,0.29930800520067224,0.29930800520067224,0.29930800520067224,0.29930800520067224,0.29930800520067224,0.29930800520067224,0.29930800520067224,0.29930800520067224,0.29930800520067224,0.29930800520067224,0.29930800520067224,0.29930800520067224,0.29930800520067224,0.29930800520067224,0.29930800520067224,0.29930800520067224,0.29930800520067224,0.29930800520067224,0.29930800520067224,0.29930800520067224,null,5.179999999999934,0,0,0,0,0,0,0,0,0,0,0,0,0,0,0,0,0,0,0,0]
[null,null,null,null,null,null,null,null,null,5.1899999999999338,0.30020858496936842,0.30020858496936842,0.30020858496936842,0.30020858496936842,0.30020858496936842,0.30020858496936842,0.30020858496936842,0.30020858496936842,0.30020858496936842,0.30020858496936842,0.30020858496936842,0.30020858496936842,0.30020858496936842,0.30020858496936842,0.30020858496936842,0.30020858496936842,0.30020858496936842,0.30020858496936842,0.30020858496936842,0.30020858496936842,null,5.1899999999999338,0,0,0,0,0,0,0,0,0,0,0,0,0,0,0,0,0,0,0,0]
[null,null,null,null,null,null,null,null,null,5.1999999999999336,0.30111214800498309,0.30111214800498309,0.30111214800498309,0.30111214800498309,0.30111214800498309,0.30111214800498309,0.30111214800498309,0.30111214800498309,0.30111214800498309,0.30111214800498309,0.30111214800498309,0.30111214800498309,0.30111214800498309,0.30111214800498309,0.30111214800498309,0.30111214800498309,0.30111214800498309,0.30111214800498309,0.30111214800498309,0.30111214800498309,null,5.1999999999999336,0,0,0,0,0,0,0,0,0,0,0,0,0,0,0,0,0,0,0,0]
[null,null,null,null,null,null,null,null,null,5.2099999999999334,0.30201870459623437,0.30201870459623437,0.30201870459623437,0.30201870459623437,0.30201870459623437,0.30201870459623437,0.30201870459623437,0.30201870459623437,0.30201870459623437,0.30201870459623437,0.30201870459623437,0.30201870459623437,0.30201870459623437,0.30201870459623437,0.30201870459623437,0.30201870459623437,0.30201870459623437,0.30201870459623437,0.30201870459623437,0.30201870459623437,null,5.2099999999999334,0,0,0,0,0,0,0,0,0,0,0,0,0,0,0,0,0,0,0,0]
[null,null,null,null,null,null,null,null,null,5.2199999999999331,0.30292826504218612,0.30292826504218612,0.30292826504218612,0.30292826504218612,0.30292826504218612,0.30292826504218612,0.30292826504218612,0.30292826504218612,0.30292826504218612,0.30292826504218612,0.30292826504218612,0.30292826504218612,0.30292826504218612,0.30292826504218612,0.30292826504218612,0.30292826504218612,0.30292826504218612,0.30292826504218612,0.30292826504218612,0.30292826504218612,null,5.2199999999999331,0,0,0,0,0,0,0,0,0,0,0,0,0,0,0,0,0,0,0,0]
[null,null,null,null,null,null,null,null,null,5.2299999999999329,0.30384083965224873,0.30384083965224873,0.30384083965224873,0.30384083965224873,0.30384083965224873,0.30384083965224873,0.30384083965224873,0.30384083965224873,0.30384083965224873,0.30384083965224873,0.30384083965224873,0.30384083965224873,0.30384083965224873,0.30384083965224873,0.30384083965224873,0.30384083965224873,0.30384083965224873,0.30384083965224873,0.30384083965224873,0.30384083965224873,null,5.2299999999999329,0,0,0,0,0,0,0,0,0,0,0,0,0,0,0,0,0,0,0,0]
[null,null,null,null,null,null,null,null,null,5.2399999999999327,0.30475643874617808,0.30475643874617808,0.30475643874617808,0.30475643874617808,0.30475643874617808,0.30475643874617808,0.30475643874617808,0.30475643874617808,0.30475643874617808,0.30475643874617808,0.30475643874617808,0.30475643874617808,0.30475643874617808,0.30475643874617808,0.30475643874617808,0.30475643874617808,0.30475643874617808,0.30475643874617808,0.30475643874617808,0.30475643874617808,null,5.2399999999999327,0,0,0,0,0,0,0,0,0,0,0,0,0,0,0,0,0,0,0,0]
[null,null,null,null,null,null,null,null,null,5.2499999999999325,0.30567507265407634,0.30567507265407634,0.30567507265407634,0.30567507265407634,0.30567507265407634,0.30567507265407634,0.30567507265407634,0.30567507265407634,0.30567507265407634,0.30567507265407634,0.30567507265407634,0.30567507265407634,0.30567507265407634,0.30567507265407634,0.30567507265407634,0.30567507265407634,0.30567507265407634,0.30567507265407634,0.30567507265407634,0.30567507265407634,null,5.2499999999999325,0,0,0,0,0,0,0,0,0,0,0,0,0,0,0,0,0,0,0,0]
[null,null,null,null,null,null,null,null,null,5.2599999999999323,0.30659675171639139,0.30659675171639139,0.30659675171639139,0.30659675171639139,0.30659675171639139,0.30659675171639139,0.30659675171639139,0.30659675171639139,0.30659675171639139,0.30659675171639139,0.30659675171639139,0.30659675171639139,0.30659675171639139,0.30659675171639139,0.30659675171639139,0.30659675171639139,0.30659675171639139,0.30659675171639139,0.30659675171639139,0.30659675171639139,null,5.2599999999999323,0,0,0,0,0,0,0,0,0,0,0,0,0,0,0,0,0,0,0,0]
[null,null,null,null,null,null,null,null,null,5.2699999999999321,0.30752148628391751,0.30752148628391751,0.30752148628391751,0.30752148628391751,0.30752148628391751,0.30752148628391751,0.30752148628391751,0.30752148628391751,0.30752148628391751,0.30752148628391751,0.30752148628391751,0.30752148628391751,0.30752148628391751,0.30752148628391751,0.30752148628391751,0.30752148628391751,0.30752148628391751,0.30752148628391751,0.30752148628391751,0.30752148628391751,null,5.2699999999999321,0,0,0,0,0,0,0,0,0,0,0,0,0,0,0,0,0,0,0,0]
[null,null,null,null,null,null,null,null,null,5.2799999999999319,0.30844928671779459,0.30844928671779459,0.30844928671779459,0.30844928671779459,0.30844928671779459,0.30844928671779459,0.30844928671779459,0.30844928671779459,0.30844928671779459,0.30844928671779459,0.30844928671779459,0.30844928671779459,0.30844928671779459,0.30844928671779459,0.30844928671779459,0.30844928671779459,0.30844928671779459,0.30844928671779459,0.30844928671779459,0.30844928671779459,null,5.2799999999999319,0,0,0,0,0,0,0,0,0,0,0,0,0,0,0,0,0,0,0,0]
[null,null,null,null,null,null,null,null,null,5.2899999999999316,0.30938016338950874,0.30938016338950874,0.30938016338950874,0.30938016338950874,0.30938016338950874,0.30938016338950874,0.30938016338950874,0.30938016338950874,0.30938016338950874,0.30938016338950874,0.30938016338950874,0.30938016338950874,0.30938016338950874,0.30938016338950874,0.30938016338950874,0.30938016338950874,0.30938016338950874,0.30938016338950874,0.30938016338950874,0.30938016338950874,null,5.2899999999999316,0,0,0,0,0,0,0,0,0,0,0,0,0,0,0,0,0,0,0,0]
[null,null,null,null,null,null,null,null,null,5.2999999999999314,0.31031412668089198,0.31031412668089198,0.31031412668089198,0.31031412668089198,0.31031412668089198,0.31031412668089198,0.31031412668089198,0.31031412668089198,0.31031412668089198,0.31031412668089198,0.31031412668089198,0.31031412668089198,0.31031412668089198,0.31031412668089198,0.31031412668089198,0.31031412668089198,0.31031412668089198,0.31031412668089198,0.31031412668089198,0.31031412668089198,null,5.2999999999999314,0,0,0,0,0,0,0,0,0,0,0,0,0,0,0,0,0,0,0,0]
[null,null,null,null,null,null,null,null,null,5.3099999999999312,0.31125118698412224,0.31125118698412224,0.31125118698412224,0.31125118698412224,0.31125118698412224,0.31125118698412224,0.31125118698412224,0.31125118698412224,0.31125118698412224,0.31125118698412224,0.31125118698412224,0.31125118698412224,0.31125118698412224,0.31125118698412224,0.31125118698412224,0.31125118698412224,0.31125118698412224,0.31125118698412224,0.31125118698412224,0.31125118698412224,null,5.3099999999999312,0,0,0,0,0,0,0,0,0,0,0,0,0,0,0,0,0,0,0,0]
[null,null,null,null,null,null,null,null,null,5.319999999999931,0.31219135470172366,0.31219135470172366,0.31219135470172366,0.31219135470172366,0.31219135470172366,0.31219135470172366,0.31219135470172366,0.31219135470172366,0.31219135470172366,0.31219135470172366,0.31219135470172366,0.31219135470172366,0.31219135470172366,0.31219135470172366,0.31219135470172366,0.31219135470172366,0.31219135470172366,0.31219135470172366,0.31219135470172366,0.31219135470172366,null,5.319999999999931,0,0,0,0,0,0,0,0,0,0,0,0,0,0,0,0,0,0,0,0]
[null,null,null,null,null,null,null,null,null,5.3299999999999308,0.31313464024656623,0.31313464024656623,0.31313464024656623,0.31313464024656623,0.31313464024656623,0.31313464024656623,0.31313464024656623,0.31313464024656623,0.31313464024656623,0.31313464024656623,0.31313464024656623,0.31313464024656623,0.31313464024656623,0.31313464024656623,0.31313464024656623,0.31313464024656623,0.31313464024656623,0.31313464024656623,0.31313464024656623,0.31313464024656623,null,5.3299999999999308,0,0,0,0,0,0,0,0,0,0,0,0,0,0,0,0,0,0,0,0]
[null,null,null,null,null,null,null,null,null,5.3399999999999306,0.31408105404186581,0.31408105404186581,0.31408105404186581,0.31408105404186581,0.31408105404186581,0.31408105404186581,0.31408105404186581,0.31408105404186581,0.31408105404186581,0.31408105404186581,0.31408105404186581,0.31408105404186581,0.31408105404186581,0.31408105404186581,0.31408105404186581,0.31408105404186581,0.31408105404186581,0.31408105404186581,0.31408105404186581,0.31408105404186581,null,5.3399999999999306,0,0,0,0,0,0,0,0,0,0,0,0,0,0,0,0,0,0,0,0]
[null,null,null,null,null,null,null,null,null,5.3499999999999304,0.31503060652118459,0.31503060652118459,0.31503060652118459,0.31503060652118459,0.31503060652118459,0.31503060652118459,0.31503060652118459,0.31503060652118459,0.31503060652118459,0.31503060652118459,0.31503060652118459,0.31503060652118459,0.31503060652118459,0.31503060652118459,0.31503060652118459,0.31503060652118459,0.31503060652118459,0.31503060652118459,0.31503060652118459,0.31503060652118459,null,5.3499999999999304,0,0,0,0,0,0,0,0,0,0,0,0,0,0,0,0,0,0,0,0]
[null,null,null,null,null,null,null,null,null,5.3599999999999302,0.3159833081284304,0.3159833081284304,0.3159833081284304,0.3159833081284304,0.3159833081284304,0.3159833081284304,0.3159833081284304,0.3159833081284304,0.3159833081284304,0.3159833081284304,0.3159833081284304,0.3159833081284304,0.3159833081284304,0.3159833081284304,0.3159833081284304,0.3159833081284304,0.3159833081284304,0.3159833081284304,0.3159833081284304,0.3159833081284304,null,5.3599999999999302,0,0,0,0,0,0,0,0,0,0,0,0,0,0,0,0,0,0,0,0]
[null,null,null,null,null,null,null,null,null,5.3699999999999299,0.31693916931785737,0.31693916931785737,0.31693916931785737,0.31693916931785737,0.31693916931785737,0.31693916931785737,0.31693916931785737,0.31693916931785737,0.31693916931785737,0.31693916931785737,0.31693916931785737,0.31693916931785737,0.31693916931785737,0.31693916931785737,0.31693916931785737,0.31693916931785737,0.31693916931785737,0.31693916931785737,0.31693916931785737,0.31693916931785737,null,5.3699999999999299,0,0,0,0,0,0,0,0,0,0,0,0,0,0,0,0,0,0,0,0]
[null,null,null,null,null,null,null,null,null,5.3799999999999297,0.31789820055406531,0.31789820055406531,0.31789820055406531,0.31789820055406531,0.31789820055406531,0.31789820055406531,0.31789820055406531,0.31789820055406531,0.31789820055406531,0.31789820055406531,0.31789820055406531,0.31789820055406531,0.31789820055406531,0.31789820055406531,0.31789820055406531,0.31789820055406531,0.31789820055406531,0.31789820055406531,0.31789820055406531,0.31789820055406531,null,5.3799999999999297,0,0,0,0,0,0,0,0,0,0,0,0,0,0,0,0,0,0,0,0]
[null,null,null,null,null,null,null,null,null,5.3899999999999295,0.3188604123120003,0.3188604123120003,0.3188604123120003,0.3188604123120003,0.3188604123120003,0.3188604123120003,0.3188604123120003,0.3188604123120003,0.3188604123120003,0.3188604123120003,0.3188604123120003,0.3188604123120003,0.3188604123120003,0.3188604123120003,0.3188604123120003,0.3188604123120003,0.3188604123120003,0.3188604123120003,0.3188604123120003,0.3188604123120003,null,5.3899999999999295,0,0,0,0,0,0,0,0,0,0,0,0,0,0,0,0,0,0,0,0]
[null,null,null,null,null,null,null,null,null,5.3999999999999293,0.31982581507695418,0.31982581507695418,0.31982581507695418,0.31982581507695418,0.31982581507695418,0.31982581507695418,0.31982581507695418,0.31982581507695418,0.31982581507695418,0.31982581507695418,0.31982581507695418,0.31982581507695418,0.31982581507695418,0.31982581507695418,0.31982581507695418,0.31982581507695418,0.31982581507695418,0.31982581507695418,0.31982581507695418,0.31982581507695418,null,5.3999999999999293,0,0,0,0,0,0,0,0,0,0,0,0,0,0,0,0,0,0,0,0]
[null,null,null,null,null,null,null,null,null,5.4099999999999291,0.3207944193445651,0.3207944193445651,0.3207944193445651,0.3207944193445651,0.3207944193445651,0.3207944193445651,0.3207944193445651,0.3207944193445651,0.3207944193445651,0.3207944193445651,0.3207944193445651,0.3207944193445651,0.3207944193445651,0.3207944193445651,0.3207944193445651,0.3207944193445651,0.3207944193445651,0.3207944193445651,0.3207944193445651,0.3207944193445651,null,5.4099999999999291,0,0,0,0,0,0,0,0,0,0,0,0,0,0,0,0,0,0,0,0]
[null,null,null,null,null,null,null,null,null,5.4199999999999289,0.32176623562081685,0.32176623562081685,0.32176623562081685,0.32176623562081685,0.32176623562081685,0.32176623562081685,0.32176623562081685,0.32176623562081685,0.32176623562081685,0.32176623562081685,0.32176623562081685,0.32176623562081685,0.32176623562081685,0.32176623562081685,0.32176623562081685,0.32176623562081685,0.32176623562081685,0.32176623562081685,0.32176623562081685,0.32176623562081685,null,5.4199999999999289,0,0,0,0,0,0,0,0,0,0,0,0,0,0,0,0,0,0,0,0]
[null,null,null,null,null,null,null,null,null,5.4299999999999287,0.32274127442203943,0.32274127442203943,0.32274127442203943,0.32274127442203943,0.32274127442203943,0.32274127442203943,0.32274127442203943,0.32274127442203943,0.32274127442203943,0.32274127442203943,0.32274127442203943,0.32274127442203943,0.32274127442203943,0.32274127442203943,0.32274127442203943,0.32274127442203943,0.32274127442203943,0.32274127442203943,0.32274127442203943,0.32274127442203943,null,5.4299999999999287,0,0,0,0,0,0,0,0,0,0,0,0,0,0,0,0,0,0,0,0]
[null,null,null,null,null,null,null,null,null,5.4399999999999284,0.32371954627490873,0.32371954627490873,0.32371954627490873,0.32371954627490873,0.32371954627490873,0.32371954627490873,0.32371954627490873,0.32371954627490873,0.32371954627490873,0.32371954627490873,0.32371954627490873,0.32371954627490873,0.32371954627490873,0.32371954627490873,0.32371954627490873,0.32371954627490873,0.32371954627490873,0.32371954627490873,0.32371954627490873,0.32371954627490873,null,5.4399999999999284,0,0,0,0,0,0,0,0,0,0,0,0,0,0,0,0,0,0,0,0]
[null,null,null,null,null,null,null,null,null,5.4499999999999282,0.32470106171644664,0.32470106171644664,0.32470106171644664,0.32470106171644664,0.32470106171644664,0.32470106171644664,0.32470106171644664,0.32470106171644664,0.32470106171644664,0.32470106171644664,0.32470106171644664,0.32470106171644664,0.32470106171644664,0.32470106171644664,0.32470106171644664,0.32470106171644664,0.32470106171644664,0.32470106171644664,0.32470106171644664,0.32470106171644664,null,5.4499999999999282,0,0,0,0,0,0,0,0,0,0,0,0,0,0,0,0,0,0,0,0]
[null,null,null,null,null,null,null,null,null,5.459999999999928,0.32568583129402123,0.32568583129402123,0.32568583129402123,0.32568583129402123,0.32568583129402123,0.32568583129402123,0.32568583129402123,0.32568583129402123,0.32568583129402123,0.32568583129402123,0.32568583129402123,0.32568583129402123,0.32568583129402123,0.32568583129402123,0.32568583129402123,0.32568583129402123,0.32568583129402123,0.32568583129402123,0.32568583129402123,0.32568583129402123,null,5.459999999999928,0,0,0,0,0,0,0,0,0,0,0,0,0,0,0,0,0,0,0,0]
[null,null,null,null,null,null,null,null,null,5.4699999999999278,0.32667386556534622,0.32667386556534622,0.32667386556534622,0.32667386556534622,0.32667386556534622,0.32667386556534622,0.32667386556534622,0.32667386556534622,0.32667386556534622,0.32667386556534622,0.32667386556534622,0.32667386556534622,0.32667386556534622,0.32667386556534622,0.32667386556534622,0.32667386556534622,0.32667386556534622,0.32667386556534622,0.32667386556534622,0.32667386556534622,null,5.4699999999999278,0,0,0,0,0,0,0,0,0,0,0,0,0,0,0,0,0,0,0,0]
[null,null,null,null,null,null,null,null,null,5.4799999999999276,0.32766517509848159,0.32766517509848159,0.32766517509848159,0.32766517509848159,0.32766517509848159,0.32766517509848159,0.32766517509848159,0.32766517509848159,0.32766517509848159,0.32766517509848159,0.32766517509848159,0.32766517509848159,0.32766517509848159,0.32766517509848159,0.32766517509848159,0.32766517509848159,0.32766517509848159,0.32766517509848159,0.32766517509848159,0.32766517509848159,null,5.4799999999999276,0,0,0,0,0,0,0,0,0,0,0,0,0,0,0,0,0,0,0,0]
[null,null,null,null,null,null,null,null,null,5.4899999999999274,0.32865977047183331,0.32865977047183331,0.32865977047183331,0.32865977047183331,0.32865977047183331,0.32865977047183331,0.32865977047183331,0.32865977047183331,0.32865977047183331,0.32865977047183331,0.32865977047183331,0.32865977047183331,0.32865977047183331,0.32865977047183331,0.32865977047183331,0.32865977047183331,0.32865977047183331,0.32865977047183331,0.32865977047183331,0.32865977047183331,null,5.4899999999999274,0,0,0,0,0,0,0,0,0,0,0,0,0,0,0,0,0,0,0,0]
[null,null,null,null,null,null,null,null,null,5.4999999999999272,0.32965766227415316,0.32965766227415316,0.32965766227415316,0.32965766227415316,0.32965766227415316,0.32965766227415316,0.32965766227415316,0.32965766227415316,0.32965766227415316,0.32965766227415316,0.32965766227415316,0.32965766227415316,0.32965766227415316,0.32965766227415316,0.32965766227415316,0.32965766227415316,0.32965766227415316,0.32965766227415316,0.32965766227415316,0.32965766227415316,null,5.4999999999999272,0,0,0,0,0,0,0,0,0,0,0,0,0,0,0,0,0,0,0,0]
[null,null,null,null,null,null,null,null,null,5.509999999999927,0.33065886110453901,0.33065886110453901,0.33065886110453901,0.33065886110453901,0.33065886110453901,0.33065886110453901,0.33065886110453901,0.33065886110453901,0.33065886110453901,0.33065886110453901,0.33065886110453901,0.33065886110453901,0.33065886110453901,0.33065886110453901,0.33065886110453901,0.33065886110453901,0.33065886110453901,0.33065886110453901,0.33065886110453901,0.33065886110453901,null,5.509999999999927,0,0,0,0,0,0,0,0,0,0,0,0,0,0,0,0,0,0,0,0]
[null,null,null,null,null,null,null,null,null,5.5199999999999267,0.33166337757243491,0.33166337757243491,0.33166337757243491,0.33166337757243491,0.33166337757243491,0.33166337757243491,0.33166337757243491,0.33166337757243491,0.33166337757243491,0.33166337757243491,0.33166337757243491,0.33166337757243491,0.33166337757243491,0.33166337757243491,0.33166337757243491,0.33166337757243491,0.33166337757243491,0.33166337757243491,0.33166337757243491,0.33166337757243491,null,5.5199999999999267,0,0,0,0,0,0,0,0,0,0,0,0,0,0,0,0,0,0,0,0]
[null,null,null,null,null,null,null,null,null,5.5299999999999265,0.33267122229763052,0.33267122229763052,0.33267122229763052,0.33267122229763052,0.33267122229763052,0.33267122229763052,0.33267122229763052,0.33267122229763052,0.33267122229763052,0.33267122229763052,0.33267122229763052,0.33267122229763052,0.33267122229763052,0.33267122229763052,0.33267122229763052,0.33267122229763052,0.33267122229763052,0.33267122229763052,0.33267122229763052,0.33267122229763052,null,5.5299999999999265,0,0,0,0,0,0,0,0,0,0,0,0,0,0,0,0,0,0,0,0]
[null,null,null,null,null,null,null,null,null,5.5399999999999263,0.33368240591026177,0.33368240591026177,0.33368240591026177,0.33368240591026177,0.33368240591026177,0.33368240591026177,0.33368240591026177,0.33368240591026177,0.33368240591026177,0.33368240591026177,0.33368240591026177,0.33368240591026177,0.33368240591026177,0.33368240591026177,0.33368240591026177,0.33368240591026177,0.33368240591026177,0.33368240591026177,0.33368240591026177,0.33368240591026177,null,5.5399999999999263,0,0,0,0,0,0,0,0,0,0,0,0,0,0,0,0,0,0,0,0]
[null,null,null,null,null,null,null,null,null,5.5499999999999261,0.33469693905081055,0.33469693905081055,0.33469693905081055,0.33469693905081055,0.33469693905081055,0.33469693905081055,0.33469693905081055,0.33469693905081055,0.33469693905081055,0.33469693905081055,0.33469693905081055,0.33469693905081055,0.33469693905081055,0.33469693905081055,0.33469693905081055,0.33469693905081055,0.33469693905081055,0.33469693905081055,0.33469693905081055,0.33469693905081055,null,5.5499999999999261,0,0,0,0,0,0,0,0,0,0,0,0,0,0,0,0,0,0,0,0]
[null,null,null,null,null,null,null,null,null,5.5599999999999259,0.33571483237010469,0.33571483237010469,0.33571483237010469,0.33571483237010469,0.33571483237010469,0.33571483237010469,0.33571483237010469,0.33571483237010469,0.33571483237010469,0.33571483237010469,0.33571483237010469,0.33571483237010469,0.33571483237010469,0.33571483237010469,0.33571483237010469,0.33571483237010469,0.33571483237010469,0.33571483237010469,0.33571483237010469,0.33571483237010469,null,5.5599999999999259,0,0,0,0,0,0,0,0,0,0,0,0,0,0,0,0,0,0,0,0]
[null,null,null,null,null,null,null,null,null,5.5699999999999257,0.33673609652931802,0.33673609652931802,0.33673609652931802,0.33673609652931802,0.33673609652931802,0.33673609652931802,0.33673609652931802,0.33673609652931802,0.33673609652931802,0.33673609652931802,0.33673609652931802,0.33673609652931802,0.33673609652931802,0.33673609652931802,0.33673609652931802,0.33673609652931802,0.33673609652931802,0.33673609652931802,0.33673609652931802,0.33673609652931802,null,5.5699999999999257,0,0,0,0,0,0,0,0,0,0,0,0,0,0,0,0,0,0,0,0]
[null,null,null,null,null,null,null,null,null,5.5799999999999255,0.33776074219997032,0.33776074219997032,0.33776074219997032,0.33776074219997032,0.33776074219997032,0.33776074219997032,0.33776074219997032,0.33776074219997032,0.33776074219997032,0.33776074219997032,0.33776074219997032,0.33776074219997032,0.33776074219997032,0.33776074219997032,0.33776074219997032,0.33776074219997032,0.33776074219997032,0.33776074219997032,0.33776074219997032,0.33776074219997032,null,5.5799999999999255,0,0,0,0,0,0,0,0,0,0,0,0,0,0,0,0,0,0,0,0]
[null,null,null,null,null,null,null,null,null,5.5899999999999253,0.33878878006392749,0.33878878006392749,0.33878878006392749,0.33878878006392749,0.33878878006392749,0.33878878006392749,0.33878878006392749,0.33878878006392749,0.33878878006392749,0.33878878006392749,0.33878878006392749,0.33878878006392749,0.33878878006392749,0.33878878006392749,0.33878878006392749,0.33878878006392749,0.33878878006392749,0.33878878006392749,0.33878878006392749,0.33878878006392749,null,5.5899999999999253,0,0,0,0,0,0,0,0,0,0,0,0,0,0,0,0,0,0,0,0]
[null,null,null,null,null,null,null,null,null,5.599999999999925,0.33982022081340135,0.33982022081340135,0.33982022081340135,0.33982022081340135,0.33982022081340135,0.33982022081340135,0.33982022081340135,0.33982022081340135,0.33982022081340135,0.33982022081340135,0.33982022081340135,0.33982022081340135,0.33982022081340135,0.33982022081340135,0.33982022081340135,0.33982022081340135,0.33982022081340135,0.33982022081340135,0.33982022081340135,0.33982022081340135,null,5.599999999999925,0,0,0,0,0,0,0,0,0,0,0,0,0,0,0,0,0,0,0,0]
[null,null,null,null,null,null,null,null,null,5.6099999999999248,0.34085507515094965,0.34085507515094965,0.34085507515094965,0.34085507515094965,0.34085507515094965,0.34085507515094965,0.34085507515094965,0.34085507515094965,0.34085507515094965,0.34085507515094965,0.34085507515094965,0.34085507515094965,0.34085507515094965,0.34085507515094965,0.34085507515094965,0.34085507515094965,0.34085507515094965,0.34085507515094965,0.34085507515094965,0.34085507515094965,null,5.6099999999999248,0,0,0,0,0,0,0,0,0,0,0,0,0,0,0,0,0,0,0,0]
[null,null,null,null,null,null,null,null,null,5.6199999999999246,0.34189335378947627,0.34189335378947627,0.34189335378947627,0.34189335378947627,0.34189335378947627,0.34189335378947627,0.34189335378947627,0.34189335378947627,0.34189335378947627,0.34189335378947627,0.34189335378947627,0.34189335378947627,0.34189335378947627,0.34189335378947627,0.34189335378947627,0.34189335378947627,0.34189335378947627,0.34189335378947627,0.34189335378947627,0.34189335378947627,null,5.6199999999999246,0,0,0,0,0,0,0,0,0,0,0,0,0,0,0,0,0,0,0,0]
[null,null,null,null,null,null,null,null,null,5.6299999999999244,0.34293506745223096,0.34293506745223096,0.34293506745223096,0.34293506745223096,0.34293506745223096,0.34293506745223096,0.34293506745223096,0.34293506745223096,0.34293506745223096,0.34293506745223096,0.34293506745223096,0.34293506745223096,0.34293506745223096,0.34293506745223096,0.34293506745223096,0.34293506745223096,0.34293506745223096,0.34293506745223096,0.34293506745223096,0.34293506745223096,null,5.6299999999999244,0,0,0,0,0,0,0,0,0,0,0,0,0,0,0,0,0,0,0,0]
[null,null,null,null,null,null,null,null,null,5.6399999999999242,0.34398022687280938,0.34398022687280938,0.34398022687280938,0.34398022687280938,0.34398022687280938,0.34398022687280938,0.34398022687280938,0.34398022687280938,0.34398022687280938,0.34398022687280938,0.34398022687280938,0.34398022687280938,0.34398022687280938,0.34398022687280938,0.34398022687280938,0.34398022687280938,0.34398022687280938,0.34398022687280938,0.34398022687280938,0.34398022687280938,null,5.6399999999999242,0,0,0,0,0,0,0,0,0,0,0,0,0,0,0,0,0,0,0,0]
[null,null,null,null,null,null,null,null,null,5.649999999999924,0.34502884279515361,0.34502884279515361,0.34502884279515361,0.34502884279515361,0.34502884279515361,0.34502884279515361,0.34502884279515361,0.34502884279515361,0.34502884279515361,0.34502884279515361,0.34502884279515361,0.34502884279515361,0.34502884279515361,0.34502884279515361,0.34502884279515361,0.34502884279515361,0.34502884279515361,0.34502884279515361,0.34502884279515361,0.34502884279515361,null,5.649999999999924,0,0,0,0,0,0,0,0,0,0,0,0,0,0,0,0,0,0,0,0]
[null,null,null,null,null,null,null,null,null,5.6599999999999238,0.34608092597355122,0.34608092597355122,0.34608092597355122,0.34608092597355122,0.34608092597355122,0.34608092597355122,0.34608092597355122,0.34608092597355122,0.34608092597355122,0.34608092597355122,0.34608092597355122,0.34608092597355122,0.34608092597355122,0.34608092597355122,0.34608092597355122,0.34608092597355122,0.34608092597355122,0.34608092597355122,0.34608092597355122,0.34608092597355122,null,5.6599999999999238,0,0,0,0,0,0,0,0,0,0,0,0,0,0,0,0,0,0,0,0]
[null,null,null,null,null,null,null,null,null,5.6699999999999235,0.34713648717263595,0.34713648717263595,0.34713648717263595,0.34713648717263595,0.34713648717263595,0.34713648717263595,0.34713648717263595,0.34713648717263595,0.34713648717263595,0.34713648717263595,0.34713648717263595,0.34713648717263595,0.34713648717263595,0.34713648717263595,0.34713648717263595,0.34713648717263595,0.34713648717263595,0.34713648717263595,0.34713648717263595,0.34713648717263595,null,5.6699999999999235,0,0,0,0,0,0,0,0,0,0,0,0,0,0,0,0,0,0,0,0]
[null,null,null,null,null,null,null,null,null,5.6799999999999233,0.3481955371673876,0.3481955371673876,0.3481955371673876,0.3481955371673876,0.3481955371673876,0.3481955371673876,0.3481955371673876,0.3481955371673876,0.3481955371673876,0.3481955371673876,0.3481955371673876,0.3481955371673876,0.3481955371673876,0.3481955371673876,0.3481955371673876,0.3481955371673876,0.3481955371673876,0.3481955371673876,0.3481955371673876,0.3481955371673876,null,5.6799999999999233,0,0,0,0,0,0,0,0,0,0,0,0,0,0,0,0,0,0,0,0]
[null,null,null,null,null,null,null,null,null,5.6899999999999231,0.34925808674313208,0.34925808674313208,0.34925808674313208,0.34925808674313208,0.34925808674313208,0.34925808674313208,0.34925808674313208,0.34925808674313208,0.34925808674313208,0.34925808674313208,0.34925808674313208,0.34925808674313208,0.34925808674313208,0.34925808674313208,0.34925808674313208,0.34925808674313208,0.34925808674313208,0.34925808674313208,0.34925808674313208,0.34925808674313208,null,5.6899999999999231,0,0,0,0,0,0,0,0,0,0,0,0,0,0,0,0,0,0,0,0]
[null,null,null,null,null,null,null,null,null,5.6999999999999229,0.35032414669554091,0.35032414669554091,0.35032414669554091,0.35032414669554091,0.35032414669554091,0.35032414669554091,0.35032414669554091,0.35032414669554091,0.35032414669554091,0.35032414669554091,0.35032414669554091,0.35032414669554091,0.35032414669554091,0.35032414669554091,0.35032414669554091,0.35032414669554091,0.35032414669554091,0.35032414669554091,0.35032414669554091,0.35032414669554091,null,5.6999999999999229,0,0,0,0,0,0,0,0,0,0,0,0,0,0,0,0,0,0,0,0]
[null,null,null,null,null,null,null,null,null,5.7099999999999227,0.351393727830632,0.351393727830632,0.351393727830632,0.351393727830632,0.351393727830632,0.351393727830632,0.351393727830632,0.351393727830632,0.351393727830632,0.351393727830632,0.351393727830632,0.351393727830632,0.351393727830632,0.351393727830632,0.351393727830632,0.351393727830632,0.351393727830632,0.351393727830632,0.351393727830632,0.351393727830632,null,5.7099999999999227,0,0,0,0,0,0,0,0,0,0,0,0,0,0,0,0,0,0,0,0]
[null,null,null,null,null,null,null,null,null,5.7199999999999225,0.35246684096476899,0.35246684096476899,0.35246684096476899,0.35246684096476899,0.35246684096476899,0.35246684096476899,0.35246684096476899,0.35246684096476899,0.35246684096476899,0.35246684096476899,0.35246684096476899,0.35246684096476899,0.35246684096476899,0.35246684096476899,0.35246684096476899,0.35246684096476899,0.35246684096476899,0.35246684096476899,0.35246684096476899,0.35246684096476899,null,5.7199999999999225,0,0,0,0,0,0,0,0,0,0,0,0,0,0,0,0,0,0,0,0]
[null,null,null,null,null,null,null,null,null,5.7299999999999223,0.35354349692466153,0.35354349692466153,0.35354349692466153,0.35354349692466153,0.35354349692466153,0.35354349692466153,0.35354349692466153,0.35354349692466153,0.35354349692466153,0.35354349692466153,0.35354349692466153,0.35354349692466153,0.35354349692466153,0.35354349692466153,0.35354349692466153,0.35354349692466153,0.35354349692466153,0.35354349692466153,0.35354349692466153,0.35354349692466153,null,5.7299999999999223,0,0,0,0,0,0,0,0,0,0,0,0,0,0,0,0,0,0,0,0]
[null,null,null,null,null,null,null,null,null,5.7399999999999221,0.35462370654736552,0.35462370654736552,0.35462370654736552,0.35462370654736552,0.35462370654736552,0.35462370654736552,0.35462370654736552,0.35462370654736552,0.35462370654736552,0.35462370654736552,0.35462370654736552,0.35462370654736552,0.35462370654736552,0.35462370654736552,0.35462370654736552,0.35462370654736552,0.35462370654736552,0.35462370654736552,0.35462370654736552,0.35462370654736552,null,5.7399999999999221,0,0,0,0,0,0,0,0,0,0,0,0,0,0,0,0,0,0,0,0]
[null,null,null,null,null,null,null,null,null,5.7499999999999218,0.35570748068028263,0.35570748068028263,0.35570748068028263,0.35570748068028263,0.35570748068028263,0.35570748068028263,0.35570748068028263,0.35570748068028263,0.35570748068028263,0.35570748068028263,0.35570748068028263,0.35570748068028263,0.35570748068028263,0.35570748068028263,0.35570748068028263,0.35570748068028263,0.35570748068028263,0.35570748068028263,0.35570748068028263,0.35570748068028263,null,5.7499999999999218,0,0,0,0,0,0,0,0,0,0,0,0,0,0,0,0,0,0,0,0]
[null,null,null,null,null,null,null,null,null,5.7599999999999216,{"$f":"IF(AQ$16=0,0,IF(K$36*$J621^4  +    K$37*$J621^3   +    K$38*$J621^2    +    K$39*$J621   +    K$40>1,1,K$36*$J621^4  +    K$37*$J621^3   +    K$38*$J621^2    +    K$39*$J621   +    K$40))","v":0.35679483018116043},{"$f":"IF(AR$16=0,0,IF(L$36*$J621^4  +    L$37*$J621^3   +    L$38*$J621^2    +    L$39*$J621   +    L$40>1,1,L$36*$J621^4  +    L$37*$J621^3   +    L$38*$J621^2    +    L$39*$J621   +    L$40))","v":0.35679483018116043},{"$f":"IF(AS$16=0,0,IF(M$36*$J621^4  +    M$37*$J621^3   +    M$38*$J621^2    +    M$39*$J621   +    M$40>1,1,M$36*$J621^4  +    M$37*$J621^3   +    M$38*$J621^2    +    M$39*$J621   +    M$40))","v":0.35679483018116043},{"$f":"IF(AT$16=0,0,IF(N$36*$J621^4  +    N$37*$J621^3   +    N$38*$J621^2    +    N$39*$J621   +    N$40>1,1,N$36*$J621^4  +    N$37*$J621^3   +    N$38*$J621^2    +    N$39*$J621   +    N$40))","v":0.35679483018116043},{"$f":"IF(AU$16=0,0,IF(O$36*$J621^4  +    O$37*$J621^3   +    O$38*$J621^2    +    O$39*$J621   +    O$40>1,1,O$36*$J621^4  +    O$37*$J621^3   +    O$38*$J621^2    +    O$39*$J621   +    O$40))","v":0.35679483018116043},{"$f":"IF(AV$16=0,0,IF(P$36*$J621^4  +    P$37*$J621^3   +    P$38*$J621^2    +    P$39*$J621   +    P$40>1,1,P$36*$J621^4  +    P$37*$J621^3   +    P$38*$J621^2    +    P$39*$J621   +    P$40))","v":0.35679483018116043},{"$f":"IF(AW$16=0,0,IF(Q$36*$J621^4  +    Q$37*$J621^3   +    Q$38*$J621^2    +    Q$39*$J621   +    Q$40>1,1,Q$36*$J621^4  +    Q$37*$J621^3   +    Q$38*$J621^2    +    Q$39*$J621   +    Q$40))","v":0.35679483018116043},{"$f":"IF(AX$16=0,0,IF(R$36*$J621^4  +    R$37*$J621^3   +    R$38*$J621^2    +    R$39*$J621   +    R$40>1,1,R$36*$J621^4  +    R$37*$J621^3   +    R$38*$J621^2    +    R$39*$J621   +    R$40))","v":0.35679483018116043},{"$f":"IF(AY$16=0,0,IF(S$36*$J621^4  +    S$37*$J621^3   +    S$38*$J621^2    +    S$39*$J621   +    S$40>1,1,S$36*$J621^4  +    S$37*$J621^3   +    S$38*$J621^2    +    S$39*$J621   +    S$40))","v":0.35679483018116043},{"$f":"IF(AZ$16=0,0,IF(T$36*$J621^4  +    T$37*$J621^3   +    T$38*$J621^2    +    T$39*$J621   +    T$40>1,1,T$36*$J621^4  +    T$37*$J621^3   +    T$38*$J621^2    +    T$39*$J621   +    T$40))","v":0.35679483018116043},{"$f":"IF(BA$16=0,0,IF(U$36*$J621^4  +    U$37*$J621^3   +    U$38*$J621^2    +    U$39*$J621   +    U$40>1,1,U$36*$J621^4  +    U$37*$J621^3   +    U$38*$J621^2    +    U$39*$J621   +    U$40))","v":0.35679483018116043},{"$f":"IF(BB$16=0,0,IF(V$36*$J621^4  +    V$37*$J621^3   +    V$38*$J621^2    +    V$39*$J621   +    V$40>1,1,V$36*$J621^4  +    V$37*$J621^3   +    V$38*$J621^2    +    V$39*$J621   +    V$40))","v":0.35679483018116043},{"$f":"IF(BC$16=0,0,IF(W$36*$J621^4  +    W$37*$J621^3   +    W$38*$J621^2    +    W$39*$J621   +    W$40>1,1,W$36*$J621^4  +    W$37*$J621^3   +    W$38*$J621^2    +    W$39*$J621   +    W$40))","v":0.35679483018116043},{"$f":"IF(BD$16=0,0,IF(X$36*$J621^4  +    X$37*$J621^3   +    X$38*$J621^2    +    X$39*$J621   +    X$40>1,1,X$36*$J621^4  +    X$37*$J621^3   +    X$38*$J621^2    +    X$39*$J621   +    X$40))","v":0.35679483018116043},{"$f":"IF(BE$16=0,0,IF(Y$36*$J621^4  +    Y$37*$J621^3   +    Y$38*$J621^2    +    Y$39*$J621   +    Y$40>1,1,Y$36*$J621^4  +    Y$37*$J621^3   +    Y$38*$J621^2    +    Y$39*$J621   +    Y$40))","v":0.35679483018116043},{"$f":"IF(BF$16=0,0,IF(Z$36*$J621^4  +    Z$37*$J621^3   +    Z$38*$J621^2    +    Z$39*$J621   +    Z$40>1,1,Z$36*$J621^4  +    Z$37*$J621^3   +    Z$38*$J621^2    +    Z$39*$J621   +    Z$40))","v":0.35679483018116043},{"$f":"IF(BG$16=0,0,IF(AA$36*$J621^4  +    AA$37*$J621^3   +    AA$38*$J621^2    +    AA$39*$J621   +    AA$40>1,1,AA$36*$J621^4  +    AA$37*$J621^3   +    AA$38*$J621^2    +    AA$39*$J621   +    AA$40))","v":0.35679483018116043},{"$f":"IF(BH$16=0,0,IF(AB$36*$J621^4  +    AB$37*$J621^3   +    AB$38*$J621^2    +    AB$39*$J621   +    AB$40>1,1,AB$36*$J621^4  +    AB$37*$J621^3   +    AB$38*$J621^2    +    AB$39*$J621   +    AB$40))","v":0.35679483018116043},{"$f":"IF(BI$16=0,0,IF(AC$36*$J621^4  +    AC$37*$J621^3   +    AC$38*$J621^2    +    AC$39*$J621   +    AC$40>1,1,AC$36*$J621^4  +    AC$37*$J621^3   +    AC$38*$J621^2    +    AC$39*$J621   +    AC$40))","v":0.35679483018116043},{"$f":"IF(BJ$16=0,0,IF(AD$36*$J621^4  +    AD$37*$J621^3   +    AD$38*$J621^2    +    AD$39*$J621   +    AD$40>1,1,AD$36*$J621^4  +    AD$37*$J621^3   +    AD$38*$J621^2    +    AD$39*$J621   +    AD$40))","v":0.35679483018116043},null,5.7599999999999216,{"$f":"IF(AG$43<>0,INDEX(K$45:K$1045, MATCH($AF621*(AG$43/24), $J$45:$J$1045)), 0)","v":0},{"$f":"IF(AH$43<>0,INDEX(L$45:L$1045, MATCH($AF621*(AH$43/24), $J$45:$J$1045)), 0)","v":0},{"$f":"IF(AI$43<>0,INDEX(M$45:M$1045, MATCH($AF621*(AI$43/24), $J$45:$J$1045)), 0)","v":0},{"$f":"IF(AJ$43<>0,INDEX(N$45:N$1045, MATCH($AF621*(AJ$43/24), $J$45:$J$1045)), 0)","v":0},{"$f":"IF(AK$43<>0,INDEX(O$45:O$1045, MATCH($AF621*(AK$43/24), $J$45:$J$1045)), 0)","v":0},{"$f":"IF(AL$43<>0,INDEX(P$45:P$1045, MATCH($AF621*(AL$43/24), $J$45:$J$1045)), 0)","v":0},{"$f":"IF(AM$43<>0,INDEX(Q$45:Q$1045, MATCH($AF621*(AM$43/24), $J$45:$J$1045)), 0)","v":0},{"$f":"IF(AN$43<>0,INDEX(R$45:R$1045, MATCH($AF621*(AN$43/24), $J$45:$J$1045)), 0)","v":0},{"$f":"IF(AO$43<>0,INDEX(S$45:S$1045, MATCH($AF621*(AO$43/24), $J$45:$J$1045)), 0)","v":0},{"$f":"IF(AP$43<>0,INDEX(T$45:T$1045, MATCH($AF621*(AP$43/24), $J$45:$J$1045)), 0)","v":0},{"$f":"IF(AQ$43<>0,INDEX(U$45:U$1045, MATCH($AF621*(AQ$43/24), $J$45:$J$1045)), 0)","v":0},{"$f":"IF(AR$43<>0,INDEX(V$45:V$1045, MATCH($AF621*(AR$43/24), $J$45:$J$1045)), 0)","v":0},{"$f":"IF(AS$43<>0,INDEX(W$45:W$1045, MATCH($AF621*(AS$43/24), $J$45:$J$1045)), 0)","v":0},{"$f":"IF(AT$43<>0,INDEX(X$45:X$1045, MATCH($AF621*(AT$43/24), $J$45:$J$1045)), 0)","v":0},{"$f":"IF(AU$43<>0,INDEX(Y$45:Y$1045, MATCH($AF621*(AU$43/24), $J$45:$J$1045)), 0)","v":0},{"$f":"IF(AV$43<>0,INDEX(Z$45:Z$1045, MATCH($AF621*(AV$43/24), $J$45:$J$1045)), 0)","v":0},{"$f":"IF(AW$43<>0,INDEX(AA$45:AA$1045, MATCH($AF621*(AW$43/24), $J$45:$J$1045)), 0)","v":0},{"$f":"IF(AX$43<>0,INDEX(AB$45:AB$1045, MATCH($AF621*(AX$43/24), $J$45:$J$1045)), 0)","v":0},{"$f":"IF(AY$43<>0,INDEX(AC$45:AC$1045, MATCH($AF621*(AY$43/24), $J$45:$J$1045)), 0)","v":0},{"$f":"IF(AZ$43<>0,INDEX(AD$45:AD$1045, MATCH($AF621*(AZ$43/24), $J$45:$J$1045)), 0)","v":0}]
[null,null,null,null,null,null,null,null,null,{"$f":"J621+0.01","v":5.7699999999999214},0.35788576591809274,0.35788576591809274,0.35788576591809274,0.35788576591809274,0.35788576591809274,0.35788576591809274,0.35788576591809274,0.35788576591809274,0.35788576591809274,0.35788576591809274,0.35788576591809274,0.35788576591809274,0.35788576591809274,0.35788576591809274,0.35788576591809274,0.35788576591809274,0.35788576591809274,0.35788576591809274,0.35788576591809274,0.35788576591809274,null,{"$f":"AF621+0.01","v":5.7699999999999214},0,0,0,0,0,0,0,0,0,0,0,0,0,0,0,0,0,0,0,0]
[null,null,null,null,null,null,null,null,null,5.7799999999999212,0.3589802987695192,0.3589802987695192,0.3589802987695192,0.3589802987695192,0.3589802987695192,0.3589802987695192,0.3589802987695192,0.3589802987695192,0.3589802987695192,0.3589802987695192,0.3589802987695192,0.3589802987695192,0.3589802987695192,0.3589802987695192,0.3589802987695192,0.3589802987695192,0.3589802987695192,0.3589802987695192,0.3589802987695192,0.3589802987695192,null,5.7799999999999212,0,0,0,0,0,0,0,0,0,0,0,0,0,0,0,0,0,0,0,0]
[null,null,null,null,null,null,null,null,null,5.789999999999921,0.36007843962422553,0.36007843962422553,0.36007843962422553,0.36007843962422553,0.36007843962422553,0.36007843962422553,0.36007843962422553,0.36007843962422553,0.36007843962422553,0.36007843962422553,0.36007843962422553,0.36007843962422553,0.36007843962422553,0.36007843962422553,0.36007843962422553,0.36007843962422553,0.36007843962422553,0.36007843962422553,0.36007843962422553,0.36007843962422553,null,5.789999999999921,0,0,0,0,0,0,0,0,0,0,0,0,0,0,0,0,0,0,0,0]
[null,null,null,null,null,null,null,null,null,5.7999999999999208,0.36118019938134338,0.36118019938134338,0.36118019938134338,0.36118019938134338,0.36118019938134338,0.36118019938134338,0.36118019938134338,0.36118019938134338,0.36118019938134338,0.36118019938134338,0.36118019938134338,0.36118019938134338,0.36118019938134338,0.36118019938134338,0.36118019938134338,0.36118019938134338,0.36118019938134338,0.36118019938134338,0.36118019938134338,0.36118019938134338,null,5.7999999999999208,0,0,0,0,0,0,0,0,0,0,0,0,0,0,0,0,0,0,0,0]
[null,null,null,null,null,null,null,null,null,5.8099999999999206,0.36228558895035046,0.36228558895035046,0.36228558895035046,0.36228558895035046,0.36228558895035046,0.36228558895035046,0.36228558895035046,0.36228558895035046,0.36228558895035046,0.36228558895035046,0.36228558895035046,0.36228558895035046,0.36228558895035046,0.36228558895035046,0.36228558895035046,0.36228558895035046,0.36228558895035046,0.36228558895035046,0.36228558895035046,0.36228558895035046,null,5.8099999999999206,0,0,0,0,0,0,0,0,0,0,0,0,0,0,0,0,0,0,0,0]
[null,null,null,null,null,null,null,null,null,5.8199999999999203,0.36339461925107036,0.36339461925107036,0.36339461925107036,0.36339461925107036,0.36339461925107036,0.36339461925107036,0.36339461925107036,0.36339461925107036,0.36339461925107036,0.36339461925107036,0.36339461925107036,0.36339461925107036,0.36339461925107036,0.36339461925107036,0.36339461925107036,0.36339461925107036,0.36339461925107036,0.36339461925107036,0.36339461925107036,0.36339461925107036,null,5.8199999999999203,0,0,0,0,0,0,0,0,0,0,0,0,0,0,0,0,0,0,0,0]
[null,null,null,null,null,null,null,null,null,5.8299999999999201,0.36450730121367281,0.36450730121367281,0.36450730121367281,0.36450730121367281,0.36450730121367281,0.36450730121367281,0.36450730121367281,0.36450730121367281,0.36450730121367281,0.36450730121367281,0.36450730121367281,0.36450730121367281,0.36450730121367281,0.36450730121367281,0.36450730121367281,0.36450730121367281,0.36450730121367281,0.36450730121367281,0.36450730121367281,0.36450730121367281,null,5.8299999999999201,0,0,0,0,0,0,0,0,0,0,0,0,0,0,0,0,0,0,0,0]
[null,null,null,null,null,null,null,null,null,5.8399999999999199,0.36562364577867346,0.36562364577867346,0.36562364577867346,0.36562364577867346,0.36562364577867346,0.36562364577867346,0.36562364577867346,0.36562364577867346,0.36562364577867346,0.36562364577867346,0.36562364577867346,0.36562364577867346,0.36562364577867346,0.36562364577867346,0.36562364577867346,0.36562364577867346,0.36562364577867346,0.36562364577867346,0.36562364577867346,0.36562364577867346,null,5.8399999999999199,0,0,0,0,0,0,0,0,0,0,0,0,0,0,0,0,0,0,0,0]
[null,null,null,null,null,null,null,null,null,5.8499999999999197,0.3667436638969338,0.3667436638969338,0.3667436638969338,0.3667436638969338,0.3667436638969338,0.3667436638969338,0.3667436638969338,0.3667436638969338,0.3667436638969338,0.3667436638969338,0.3667436638969338,0.3667436638969338,0.3667436638969338,0.3667436638969338,0.3667436638969338,0.3667436638969338,0.3667436638969338,0.3667436638969338,0.3667436638969338,0.3667436638969338,null,5.8499999999999197,0,0,0,0,0,0,0,0,0,0,0,0,0,0,0,0,0,0,0,0]
[null,null,null,null,null,null,null,null,null,5.8599999999999195,0.36786736652966162,0.36786736652966162,0.36786736652966162,0.36786736652966162,0.36786736652966162,0.36786736652966162,0.36786736652966162,0.36786736652966162,0.36786736652966162,0.36786736652966162,0.36786736652966162,0.36786736652966162,0.36786736652966162,0.36786736652966162,0.36786736652966162,0.36786736652966162,0.36786736652966162,0.36786736652966162,0.36786736652966162,0.36786736652966162,null,5.8599999999999195,0,0,0,0,0,0,0,0,0,0,0,0,0,0,0,0,0,0,0,0]
[null,null,null,null,null,null,null,null,null,5.8699999999999193,0.36899476464841052,0.36899476464841052,0.36899476464841052,0.36899476464841052,0.36899476464841052,0.36899476464841052,0.36899476464841052,0.36899476464841052,0.36899476464841052,0.36899476464841052,0.36899476464841052,0.36899476464841052,0.36899476464841052,0.36899476464841052,0.36899476464841052,0.36899476464841052,0.36899476464841052,0.36899476464841052,0.36899476464841052,0.36899476464841052,null,5.8699999999999193,0,0,0,0,0,0,0,0,0,0,0,0,0,0,0,0,0,0,0,0]
[null,null,null,null,null,null,null,null,null,5.8799999999999191,0.37012586923508006,0.37012586923508006,0.37012586923508006,0.37012586923508006,0.37012586923508006,0.37012586923508006,0.37012586923508006,0.37012586923508006,0.37012586923508006,0.37012586923508006,0.37012586923508006,0.37012586923508006,0.37012586923508006,0.37012586923508006,0.37012586923508006,0.37012586923508006,0.37012586923508006,0.37012586923508006,0.37012586923508006,0.37012586923508006,null,5.8799999999999191,0,0,0,0,0,0,0,0,0,0,0,0,0,0,0,0,0,0,0,0]
[null,null,null,null,null,null,null,null,null,5.8899999999999189,0.37126069128191597,0.37126069128191597,0.37126069128191597,0.37126069128191597,0.37126069128191597,0.37126069128191597,0.37126069128191597,0.37126069128191597,0.37126069128191597,0.37126069128191597,0.37126069128191597,0.37126069128191597,0.37126069128191597,0.37126069128191597,0.37126069128191597,0.37126069128191597,0.37126069128191597,0.37126069128191597,0.37126069128191597,0.37126069128191597,null,5.8899999999999189,0,0,0,0,0,0,0,0,0,0,0,0,0,0,0,0,0,0,0,0]
[null,null,null,null,null,null,null,null,null,5.8999999999999186,0.37239924179150979,0.37239924179150979,0.37239924179150979,0.37239924179150979,0.37239924179150979,0.37239924179150979,0.37239924179150979,0.37239924179150979,0.37239924179150979,0.37239924179150979,0.37239924179150979,0.37239924179150979,0.37239924179150979,0.37239924179150979,0.37239924179150979,0.37239924179150979,0.37239924179150979,0.37239924179150979,0.37239924179150979,0.37239924179150979,null,5.8999999999999186,0,0,0,0,0,0,0,0,0,0,0,0,0,0,0,0,0,0,0,0]
[null,null,null,null,null,null,null,null,null,5.9099999999999184,0.37354153177679905,0.37354153177679905,0.37354153177679905,0.37354153177679905,0.37354153177679905,0.37354153177679905,0.37354153177679905,0.37354153177679905,0.37354153177679905,0.37354153177679905,0.37354153177679905,0.37354153177679905,0.37354153177679905,0.37354153177679905,0.37354153177679905,0.37354153177679905,0.37354153177679905,0.37354153177679905,0.37354153177679905,0.37354153177679905,null,5.9099999999999184,0,0,0,0,0,0,0,0,0,0,0,0,0,0,0,0,0,0,0,0]
[null,null,null,null,null,null,null,null,null,5.9199999999999182,0.37468757226106741,0.37468757226106741,0.37468757226106741,0.37468757226106741,0.37468757226106741,0.37468757226106741,0.37468757226106741,0.37468757226106741,0.37468757226106741,0.37468757226106741,0.37468757226106741,0.37468757226106741,0.37468757226106741,0.37468757226106741,0.37468757226106741,0.37468757226106741,0.37468757226106741,0.37468757226106741,0.37468757226106741,0.37468757226106741,null,5.9199999999999182,0,0,0,0,0,0,0,0,0,0,0,0,0,0,0,0,0,0,0,0]
[null,null,null,null,null,null,null,null,null,5.929999999999918,0.3758373742779445,0.3758373742779445,0.3758373742779445,0.3758373742779445,0.3758373742779445,0.3758373742779445,0.3758373742779445,0.3758373742779445,0.3758373742779445,0.3758373742779445,0.3758373742779445,0.3758373742779445,0.3758373742779445,0.3758373742779445,0.3758373742779445,0.3758373742779445,0.3758373742779445,0.3758373742779445,0.3758373742779445,0.3758373742779445,null,5.929999999999918,0,0,0,0,0,0,0,0,0,0,0,0,0,0,0,0,0,0,0,0]
[null,null,null,null,null,null,null,null,null,5.9399999999999178,0.37699094887140577,0.37699094887140577,0.37699094887140577,0.37699094887140577,0.37699094887140577,0.37699094887140577,0.37699094887140577,0.37699094887140577,0.37699094887140577,0.37699094887140577,0.37699094887140577,0.37699094887140577,0.37699094887140577,0.37699094887140577,0.37699094887140577,0.37699094887140577,0.37699094887140577,0.37699094887140577,0.37699094887140577,0.37699094887140577,null,5.9399999999999178,0,0,0,0,0,0,0,0,0,0,0,0,0,0,0,0,0,0,0,0]
[null,null,null,null,null,null,null,null,null,5.9499999999999176,0.37814830709577296,0.37814830709577296,0.37814830709577296,0.37814830709577296,0.37814830709577296,0.37814830709577296,0.37814830709577296,0.37814830709577296,0.37814830709577296,0.37814830709577296,0.37814830709577296,0.37814830709577296,0.37814830709577296,0.37814830709577296,0.37814830709577296,0.37814830709577296,0.37814830709577296,0.37814830709577296,0.37814830709577296,0.37814830709577296,null,5.9499999999999176,0,0,0,0,0,0,0,0,0,0,0,0,0,0,0,0,0,0,0,0]
[null,null,null,null,null,null,null,null,null,5.9599999999999174,0.37930946001571342,0.37930946001571342,0.37930946001571342,0.37930946001571342,0.37930946001571342,0.37930946001571342,0.37930946001571342,0.37930946001571342,0.37930946001571342,0.37930946001571342,0.37930946001571342,0.37930946001571342,0.37930946001571342,0.37930946001571342,0.37930946001571342,0.37930946001571342,0.37930946001571342,0.37930946001571342,0.37930946001571342,0.37930946001571342,null,5.9599999999999174,0,0,0,0,0,0,0,0,0,0,0,0,0,0,0,0,0,0,0,0]
[null,null,null,null,null,null,null,null,null,5.9699999999999172,0.38047441870624088,0.38047441870624088,0.38047441870624088,0.38047441870624088,0.38047441870624088,0.38047441870624088,0.38047441870624088,0.38047441870624088,0.38047441870624088,0.38047441870624088,0.38047441870624088,0.38047441870624088,0.38047441870624088,0.38047441870624088,0.38047441870624088,0.38047441870624088,0.38047441870624088,0.38047441870624088,0.38047441870624088,0.38047441870624088,null,5.9699999999999172,0,0,0,0,0,0,0,0,0,0,0,0,0,0,0,0,0,0,0,0]
[null,null,null,null,null,null,null,null,null,5.9799999999999169,0.38164319425271487,0.38164319425271487,0.38164319425271487,0.38164319425271487,0.38164319425271487,0.38164319425271487,0.38164319425271487,0.38164319425271487,0.38164319425271487,0.38164319425271487,0.38164319425271487,0.38164319425271487,0.38164319425271487,0.38164319425271487,0.38164319425271487,0.38164319425271487,0.38164319425271487,0.38164319425271487,0.38164319425271487,0.38164319425271487,null,5.9799999999999169,0,0,0,0,0,0,0,0,0,0,0,0,0,0,0,0,0,0,0,0]
[null,null,null,null,null,null,null,null,null,5.9899999999999167,0.38281579775084085,0.38281579775084085,0.38281579775084085,0.38281579775084085,0.38281579775084085,0.38281579775084085,0.38281579775084085,0.38281579775084085,0.38281579775084085,0.38281579775084085,0.38281579775084085,0.38281579775084085,0.38281579775084085,0.38281579775084085,0.38281579775084085,0.38281579775084085,0.38281579775084085,0.38281579775084085,0.38281579775084085,0.38281579775084085,null,5.9899999999999167,0,0,0,0,0,0,0,0,0,0,0,0,0,0,0,0,0,0,0,0]
[null,null,null,null,null,null,null,null,null,5.9999999999999165,0.38399224030667045,0.38399224030667045,0.38399224030667045,0.38399224030667045,0.38399224030667045,0.38399224030667045,0.38399224030667045,0.38399224030667045,0.38399224030667045,0.38399224030667045,0.38399224030667045,0.38399224030667045,0.38399224030667045,0.38399224030667045,0.38399224030667045,0.38399224030667045,0.38399224030667045,0.38399224030667045,0.38399224030667045,0.38399224030667045,null,5.9999999999999165,0,0,0,0,0,0,0,0,0,0,0,0,0,0,0,0,0,0,0,0]
[null,null,null,null,null,null,null,null,null,6.0099999999999163,0.38517253303660104,0.38517253303660104,0.38517253303660104,0.38517253303660104,0.38517253303660104,0.38517253303660104,0.38517253303660104,0.38517253303660104,0.38517253303660104,0.38517253303660104,0.38517253303660104,0.38517253303660104,0.38517253303660104,0.38517253303660104,0.38517253303660104,0.38517253303660104,0.38517253303660104,0.38517253303660104,0.38517253303660104,0.38517253303660104,null,6.0099999999999163,0,0,0,0,0,0,0,0,0,0,0,0,0,0,0,0,0,0,0,0]
[null,null,null,null,null,null,null,null,null,6.0199999999999161,0.38635668706737636,0.38635668706737636,0.38635668706737636,0.38635668706737636,0.38635668706737636,0.38635668706737636,0.38635668706737636,0.38635668706737636,0.38635668706737636,0.38635668706737636,0.38635668706737636,0.38635668706737636,0.38635668706737636,0.38635668706737636,0.38635668706737636,0.38635668706737636,0.38635668706737636,0.38635668706737636,0.38635668706737636,0.38635668706737636,null,6.0199999999999161,0,0,0,0,0,0,0,0,0,0,0,0,0,0,0,0,0,0,0,0]
[null,null,null,null,null,null,null,null,null,6.0299999999999159,0.38754471353608577,0.38754471353608577,0.38754471353608577,0.38754471353608577,0.38754471353608577,0.38754471353608577,0.38754471353608577,0.38754471353608577,0.38754471353608577,0.38754471353608577,0.38754471353608577,0.38754471353608577,0.38754471353608577,0.38754471353608577,0.38754471353608577,0.38754471353608577,0.38754471353608577,0.38754471353608577,0.38754471353608577,0.38754471353608577,null,6.0299999999999159,0,0,0,0,0,0,0,0,0,0,0,0,0,0,0,0,0,0,0,0]
[null,null,null,null,null,null,null,null,null,6.0399999999999157,0.38873662359016481,0.38873662359016481,0.38873662359016481,0.38873662359016481,0.38873662359016481,0.38873662359016481,0.38873662359016481,0.38873662359016481,0.38873662359016481,0.38873662359016481,0.38873662359016481,0.38873662359016481,0.38873662359016481,0.38873662359016481,0.38873662359016481,0.38873662359016481,0.38873662359016481,0.38873662359016481,0.38873662359016481,0.38873662359016481,null,6.0399999999999157,0,0,0,0,0,0,0,0,0,0,0,0,0,0,0,0,0,0,0,0]
[null,null,null,null,null,null,null,null,null,6.0499999999999154,0.389932428387395,0.389932428387395,0.389932428387395,0.389932428387395,0.389932428387395,0.389932428387395,0.389932428387395,0.389932428387395,0.389932428387395,0.389932428387395,0.389932428387395,0.389932428387395,0.389932428387395,0.389932428387395,0.389932428387395,0.389932428387395,0.389932428387395,0.389932428387395,0.389932428387395,0.389932428387395,null,6.0499999999999154,0,0,0,0,0,0,0,0,0,0,0,0,0,0,0,0,0,0,0,0]
[null,null,null,null,null,null,null,null,null,6.0599999999999152,0.39113213909590389,0.39113213909590389,0.39113213909590389,0.39113213909590389,0.39113213909590389,0.39113213909590389,0.39113213909590389,0.39113213909590389,0.39113213909590389,0.39113213909590389,0.39113213909590389,0.39113213909590389,0.39113213909590389,0.39113213909590389,0.39113213909590389,0.39113213909590389,0.39113213909590389,0.39113213909590389,0.39113213909590389,0.39113213909590389,null,6.0599999999999152,0,0,0,0,0,0,0,0,0,0,0,0,0,0,0,0,0,0,0,0]
[null,null,null,null,null,null,null,null,null,6.069999999999915,0.39233576689416477,0.39233576689416477,0.39233576689416477,0.39233576689416477,0.39233576689416477,0.39233576689416477,0.39233576689416477,0.39233576689416477,0.39233576689416477,0.39233576689416477,0.39233576689416477,0.39233576689416477,0.39233576689416477,0.39233576689416477,0.39233576689416477,0.39233576689416477,0.39233576689416477,0.39233576689416477,0.39233576689416477,0.39233576689416477,null,6.069999999999915,0,0,0,0,0,0,0,0,0,0,0,0,0,0,0,0,0,0,0,0]
[null,null,null,null,null,null,null,null,null,6.0799999999999148,0.39354332297099737,0.39354332297099737,0.39354332297099737,0.39354332297099737,0.39354332297099737,0.39354332297099737,0.39354332297099737,0.39354332297099737,0.39354332297099737,0.39354332297099737,0.39354332297099737,0.39354332297099737,0.39354332297099737,0.39354332297099737,0.39354332297099737,0.39354332297099737,0.39354332297099737,0.39354332297099737,0.39354332297099737,0.39354332297099737,null,6.0799999999999148,0,0,0,0,0,0,0,0,0,0,0,0,0,0,0,0,0,0,0,0]
[null,null,null,null,null,null,null,null,null,6.0899999999999146,0.39475481852556704,0.39475481852556704,0.39475481852556704,0.39475481852556704,0.39475481852556704,0.39475481852556704,0.39475481852556704,0.39475481852556704,0.39475481852556704,0.39475481852556704,0.39475481852556704,0.39475481852556704,0.39475481852556704,0.39475481852556704,0.39475481852556704,0.39475481852556704,0.39475481852556704,0.39475481852556704,0.39475481852556704,0.39475481852556704,null,6.0899999999999146,0,0,0,0,0,0,0,0,0,0,0,0,0,0,0,0,0,0,0,0]
[null,null,null,null,null,null,null,null,null,6.0999999999999144,0.39597026476738517,0.39597026476738517,0.39597026476738517,0.39597026476738517,0.39597026476738517,0.39597026476738517,0.39597026476738517,0.39597026476738517,0.39597026476738517,0.39597026476738517,0.39597026476738517,0.39597026476738517,0.39597026476738517,0.39597026476738517,0.39597026476738517,0.39597026476738517,0.39597026476738517,0.39597026476738517,0.39597026476738517,0.39597026476738517,null,6.0999999999999144,0,0,0,0,0,0,0,0,0,0,0,0,0,0,0,0,0,0,0,0]
[null,null,null,null,null,null,null,null,null,6.1099999999999142,0.3971896729163093,0.3971896729163093,0.3971896729163093,0.3971896729163093,0.3971896729163093,0.3971896729163093,0.3971896729163093,0.3971896729163093,0.3971896729163093,0.3971896729163093,0.3971896729163093,0.3971896729163093,0.3971896729163093,0.3971896729163093,0.3971896729163093,0.3971896729163093,0.3971896729163093,0.3971896729163093,0.3971896729163093,0.3971896729163093,null,6.1099999999999142,0,0,0,0,0,0,0,0,0,0,0,0,0,0,0,0,0,0,0,0]
[null,null,null,null,null,null,null,null,null,6.119999999999914,0.39841305420254292,0.39841305420254292,0.39841305420254292,0.39841305420254292,0.39841305420254292,0.39841305420254292,0.39841305420254292,0.39841305420254292,0.39841305420254292,0.39841305420254292,0.39841305420254292,0.39841305420254292,0.39841305420254292,0.39841305420254292,0.39841305420254292,0.39841305420254292,0.39841305420254292,0.39841305420254292,0.39841305420254292,0.39841305420254292,null,6.119999999999914,0,0,0,0,0,0,0,0,0,0,0,0,0,0,0,0,0,0,0,0]
[null,null,null,null,null,null,null,null,null,6.1299999999999137,0.39964041986663534,0.39964041986663534,0.39964041986663534,0.39964041986663534,0.39964041986663534,0.39964041986663534,0.39964041986663534,0.39964041986663534,0.39964041986663534,0.39964041986663534,0.39964041986663534,0.39964041986663534,0.39964041986663534,0.39964041986663534,0.39964041986663534,0.39964041986663534,0.39964041986663534,0.39964041986663534,0.39964041986663534,0.39964041986663534,null,6.1299999999999137,0,0,0,0,0,0,0,0,0,0,0,0,0,0,0,0,0,0,0,0]
[null,null,null,null,null,null,null,null,null,6.1399999999999135,0.40087178115948219,0.40087178115948219,0.40087178115948219,0.40087178115948219,0.40087178115948219,0.40087178115948219,0.40087178115948219,0.40087178115948219,0.40087178115948219,0.40087178115948219,0.40087178115948219,0.40087178115948219,0.40087178115948219,0.40087178115948219,0.40087178115948219,0.40087178115948219,0.40087178115948219,0.40087178115948219,0.40087178115948219,0.40087178115948219,null,6.1399999999999135,0,0,0,0,0,0,0,0,0,0,0,0,0,0,0,0,0,0,0,0]
[null,null,null,null,null,null,null,null,null,6.1499999999999133,0.40210714934232472,0.40210714934232472,0.40210714934232472,0.40210714934232472,0.40210714934232472,0.40210714934232472,0.40210714934232472,0.40210714934232472,0.40210714934232472,0.40210714934232472,0.40210714934232472,0.40210714934232472,0.40210714934232472,0.40210714934232472,0.40210714934232472,0.40210714934232472,0.40210714934232472,0.40210714934232472,0.40210714934232472,0.40210714934232472,null,6.1499999999999133,0,0,0,0,0,0,0,0,0,0,0,0,0,0,0,0,0,0,0,0]
[null,null,null,null,null,null,null,null,null,6.1599999999999131,0.4033465356867505,0.4033465356867505,0.4033465356867505,0.4033465356867505,0.4033465356867505,0.4033465356867505,0.4033465356867505,0.4033465356867505,0.4033465356867505,0.4033465356867505,0.4033465356867505,0.4033465356867505,0.4033465356867505,0.4033465356867505,0.4033465356867505,0.4033465356867505,0.4033465356867505,0.4033465356867505,0.4033465356867505,0.4033465356867505,null,6.1599999999999131,0,0,0,0,0,0,0,0,0,0,0,0,0,0,0,0,0,0,0,0]
[null,null,null,null,null,null,null,null,null,6.1699999999999129,0.40458995147469279,0.40458995147469279,0.40458995147469279,0.40458995147469279,0.40458995147469279,0.40458995147469279,0.40458995147469279,0.40458995147469279,0.40458995147469279,0.40458995147469279,0.40458995147469279,0.40458995147469279,0.40458995147469279,0.40458995147469279,0.40458995147469279,0.40458995147469279,0.40458995147469279,0.40458995147469279,0.40458995147469279,0.40458995147469279,null,6.1699999999999129,0,0,0,0,0,0,0,0,0,0,0,0,0,0,0,0,0,0,0,0]
[null,null,null,null,null,null,null,null,null,6.1799999999999127,0.40583740799843115,0.40583740799843115,0.40583740799843115,0.40583740799843115,0.40583740799843115,0.40583740799843115,0.40583740799843115,0.40583740799843115,0.40583740799843115,0.40583740799843115,0.40583740799843115,0.40583740799843115,0.40583740799843115,0.40583740799843115,0.40583740799843115,0.40583740799843115,0.40583740799843115,0.40583740799843115,0.40583740799843115,0.40583740799843115,null,6.1799999999999127,0,0,0,0,0,0,0,0,0,0,0,0,0,0,0,0,0,0,0,0]
[null,null,null,null,null,null,null,null,null,6.1899999999999125,0.40708891656059082,0.40708891656059082,0.40708891656059082,0.40708891656059082,0.40708891656059082,0.40708891656059082,0.40708891656059082,0.40708891656059082,0.40708891656059082,0.40708891656059082,0.40708891656059082,0.40708891656059082,0.40708891656059082,0.40708891656059082,0.40708891656059082,0.40708891656059082,0.40708891656059082,0.40708891656059082,0.40708891656059082,0.40708891656059082,null,6.1899999999999125,0,0,0,0,0,0,0,0,0,0,0,0,0,0,0,0,0,0,0,0]
[null,null,null,null,null,null,null,null,null,6.1999999999999122,0.40834448847414329,0.40834448847414329,0.40834448847414329,0.40834448847414329,0.40834448847414329,0.40834448847414329,0.40834448847414329,0.40834448847414329,0.40834448847414329,0.40834448847414329,0.40834448847414329,0.40834448847414329,0.40834448847414329,0.40834448847414329,0.40834448847414329,0.40834448847414329,0.40834448847414329,0.40834448847414329,0.40834448847414329,0.40834448847414329,null,6.1999999999999122,0,0,0,0,0,0,0,0,0,0,0,0,0,0,0,0,0,0,0,0]
[null,null,null,null,null,null,null,null,null,6.209999999999912,0.40960413506240601,0.40960413506240601,0.40960413506240601,0.40960413506240601,0.40960413506240601,0.40960413506240601,0.40960413506240601,0.40960413506240601,0.40960413506240601,0.40960413506240601,0.40960413506240601,0.40960413506240601,0.40960413506240601,0.40960413506240601,0.40960413506240601,0.40960413506240601,0.40960413506240601,0.40960413506240601,0.40960413506240601,0.40960413506240601,null,6.209999999999912,0,0,0,0,0,0,0,0,0,0,0,0,0,0,0,0,0,0,0,0]
[null,null,null,null,null,null,null,null,null,6.2199999999999118,0.41086786765904226,0.41086786765904226,0.41086786765904226,0.41086786765904226,0.41086786765904226,0.41086786765904226,0.41086786765904226,0.41086786765904226,0.41086786765904226,0.41086786765904226,0.41086786765904226,0.41086786765904226,0.41086786765904226,0.41086786765904226,0.41086786765904226,0.41086786765904226,0.41086786765904226,0.41086786765904226,0.41086786765904226,0.41086786765904226,null,6.2199999999999118,0,0,0,0,0,0,0,0,0,0,0,0,0,0,0,0,0,0,0,0]
[null,null,null,null,null,null,null,null,null,6.2299999999999116,0.41213569760806146,0.41213569760806146,0.41213569760806146,0.41213569760806146,0.41213569760806146,0.41213569760806146,0.41213569760806146,0.41213569760806146,0.41213569760806146,0.41213569760806146,0.41213569760806146,0.41213569760806146,0.41213569760806146,0.41213569760806146,0.41213569760806146,0.41213569760806146,0.41213569760806146,0.41213569760806146,0.41213569760806146,0.41213569760806146,null,6.2299999999999116,0,0,0,0,0,0,0,0,0,0,0,0,0,0,0,0,0,0,0,0]
[null,null,null,null,null,null,null,null,null,6.2399999999999114,0.41340763626381899,0.41340763626381899,0.41340763626381899,0.41340763626381899,0.41340763626381899,0.41340763626381899,0.41340763626381899,0.41340763626381899,0.41340763626381899,0.41340763626381899,0.41340763626381899,0.41340763626381899,0.41340763626381899,0.41340763626381899,0.41340763626381899,0.41340763626381899,0.41340763626381899,0.41340763626381899,0.41340763626381899,0.41340763626381899,null,6.2399999999999114,0,0,0,0,0,0,0,0,0,0,0,0,0,0,0,0,0,0,0,0]
[null,null,null,null,null,null,null,null,null,6.2499999999999112,0.41468369499101609,0.41468369499101609,0.41468369499101609,0.41468369499101609,0.41468369499101609,0.41468369499101609,0.41468369499101609,0.41468369499101609,0.41468369499101609,0.41468369499101609,0.41468369499101609,0.41468369499101609,0.41468369499101609,0.41468369499101609,0.41468369499101609,0.41468369499101609,0.41468369499101609,0.41468369499101609,0.41468369499101609,0.41468369499101609,null,6.2499999999999112,0,0,0,0,0,0,0,0,0,0,0,0,0,0,0,0,0,0,0,0]
[null,null,null,null,null,null,null,null,null,6.259999999999911,0.41596388516470023,0.41596388516470023,0.41596388516470023,0.41596388516470023,0.41596388516470023,0.41596388516470023,0.41596388516470023,0.41596388516470023,0.41596388516470023,0.41596388516470023,0.41596388516470023,0.41596388516470023,0.41596388516470023,0.41596388516470023,0.41596388516470023,0.41596388516470023,0.41596388516470023,0.41596388516470023,0.41596388516470023,0.41596388516470023,null,6.259999999999911,0,0,0,0,0,0,0,0,0,0,0,0,0,0,0,0,0,0,0,0]
[null,null,null,null,null,null,null,null,null,6.2699999999999108,0.4172482181702647,0.4172482181702647,0.4172482181702647,0.4172482181702647,0.4172482181702647,0.4172482181702647,0.4172482181702647,0.4172482181702647,0.4172482181702647,0.4172482181702647,0.4172482181702647,0.4172482181702647,0.4172482181702647,0.4172482181702647,0.4172482181702647,0.4172482181702647,0.4172482181702647,0.4172482181702647,0.4172482181702647,0.4172482181702647,null,6.2699999999999108,0,0,0,0,0,0,0,0,0,0,0,0,0,0,0,0,0,0,0,0]
[null,null,null,null,null,null,null,null,null,6.2799999999999105,0.41853670540344895,0.41853670540344895,0.41853670540344895,0.41853670540344895,0.41853670540344895,0.41853670540344895,0.41853670540344895,0.41853670540344895,0.41853670540344895,0.41853670540344895,0.41853670540344895,0.41853670540344895,0.41853670540344895,0.41853670540344895,0.41853670540344895,0.41853670540344895,0.41853670540344895,0.41853670540344895,0.41853670540344895,0.41853670540344895,null,6.2799999999999105,0,0,0,0,0,0,0,0,0,0,0,0,0,0,0,0,0,0,0,0]
[null,null,null,null,null,null,null,null,null,6.2899999999999103,0.41982935827033807,0.41982935827033807,0.41982935827033807,0.41982935827033807,0.41982935827033807,0.41982935827033807,0.41982935827033807,0.41982935827033807,0.41982935827033807,0.41982935827033807,0.41982935827033807,0.41982935827033807,0.41982935827033807,0.41982935827033807,0.41982935827033807,0.41982935827033807,0.41982935827033807,0.41982935827033807,0.41982935827033807,0.41982935827033807,null,6.2899999999999103,0,0,0,0,0,0,0,0,0,0,0,0,0,0,0,0,0,0,0,0]
[null,null,null,null,null,null,null,null,null,6.2999999999999101,0.42112618818736369,0.42112618818736369,0.42112618818736369,0.42112618818736369,0.42112618818736369,0.42112618818736369,0.42112618818736369,0.42112618818736369,0.42112618818736369,0.42112618818736369,0.42112618818736369,0.42112618818736369,0.42112618818736369,0.42112618818736369,0.42112618818736369,0.42112618818736369,0.42112618818736369,0.42112618818736369,0.42112618818736369,0.42112618818736369,null,6.2999999999999101,0,0,0,0,0,0,0,0,0,0,0,0,0,0,0,0,0,0,0,0]
[null,null,null,null,null,null,null,null,null,6.3099999999999099,0.42242720658130289,0.42242720658130289,0.42242720658130289,0.42242720658130289,0.42242720658130289,0.42242720658130289,0.42242720658130289,0.42242720658130289,0.42242720658130289,0.42242720658130289,0.42242720658130289,0.42242720658130289,0.42242720658130289,0.42242720658130289,0.42242720658130289,0.42242720658130289,0.42242720658130289,0.42242720658130289,0.42242720658130289,0.42242720658130289,null,6.3099999999999099,0,0,0,0,0,0,0,0,0,0,0,0,0,0,0,0,0,0,0,0]
[null,null,null,null,null,null,null,null,null,6.3199999999999097,0.42373242488927909,0.42373242488927909,0.42373242488927909,0.42373242488927909,0.42373242488927909,0.42373242488927909,0.42373242488927909,0.42373242488927909,0.42373242488927909,0.42373242488927909,0.42373242488927909,0.42373242488927909,0.42373242488927909,0.42373242488927909,0.42373242488927909,0.42373242488927909,0.42373242488927909,0.42373242488927909,0.42373242488927909,0.42373242488927909,null,6.3199999999999097,0,0,0,0,0,0,0,0,0,0,0,0,0,0,0,0,0,0,0,0]
[null,null,null,null,null,null,null,null,null,6.3299999999999095,0.42504185455876153,0.42504185455876153,0.42504185455876153,0.42504185455876153,0.42504185455876153,0.42504185455876153,0.42504185455876153,0.42504185455876153,0.42504185455876153,0.42504185455876153,0.42504185455876153,0.42504185455876153,0.42504185455876153,0.42504185455876153,0.42504185455876153,0.42504185455876153,0.42504185455876153,0.42504185455876153,0.42504185455876153,0.42504185455876153,null,6.3299999999999095,0,0,0,0,0,0,0,0,0,0,0,0,0,0,0,0,0,0,0,0]
[null,null,null,null,null,null,null,null,null,6.3399999999999093,0.42635550704756559,0.42635550704756559,0.42635550704756559,0.42635550704756559,0.42635550704756559,0.42635550704756559,0.42635550704756559,0.42635550704756559,0.42635550704756559,0.42635550704756559,0.42635550704756559,0.42635550704756559,0.42635550704756559,0.42635550704756559,0.42635550704756559,0.42635550704756559,0.42635550704756559,0.42635550704756559,0.42635550704756559,0.42635550704756559,null,6.3399999999999093,0,0,0,0,0,0,0,0,0,0,0,0,0,0,0,0,0,0,0,0]
[null,null,null,null,null,null,null,null,null,6.3499999999999091,0.4276733938238525,0.4276733938238525,0.4276733938238525,0.4276733938238525,0.4276733938238525,0.4276733938238525,0.4276733938238525,0.4276733938238525,0.4276733938238525,0.4276733938238525,0.4276733938238525,0.4276733938238525,0.4276733938238525,0.4276733938238525,0.4276733938238525,0.4276733938238525,0.4276733938238525,0.4276733938238525,0.4276733938238525,0.4276733938238525,null,6.3499999999999091,0,0,0,0,0,0,0,0,0,0,0,0,0,0,0,0,0,0,0,0]
[null,null,null,null,null,null,null,null,null,6.3599999999999088,0.42899552636612948,0.42899552636612948,0.42899552636612948,0.42899552636612948,0.42899552636612948,0.42899552636612948,0.42899552636612948,0.42899552636612948,0.42899552636612948,0.42899552636612948,0.42899552636612948,0.42899552636612948,0.42899552636612948,0.42899552636612948,0.42899552636612948,0.42899552636612948,0.42899552636612948,0.42899552636612948,0.42899552636612948,0.42899552636612948,null,6.3599999999999088,0,0,0,0,0,0,0,0,0,0,0,0,0,0,0,0,0,0,0,0]
[null,null,null,null,null,null,null,null,null,6.3699999999999086,0.43032191616324994,0.43032191616324994,0.43032191616324994,0.43032191616324994,0.43032191616324994,0.43032191616324994,0.43032191616324994,0.43032191616324994,0.43032191616324994,0.43032191616324994,0.43032191616324994,0.43032191616324994,0.43032191616324994,0.43032191616324994,0.43032191616324994,0.43032191616324994,0.43032191616324994,0.43032191616324994,0.43032191616324994,0.43032191616324994,null,6.3699999999999086,0,0,0,0,0,0,0,0,0,0,0,0,0,0,0,0,0,0,0,0]
[null,null,null,null,null,null,null,null,null,6.3799999999999084,0.4316525747144131,0.4316525747144131,0.4316525747144131,0.4316525747144131,0.4316525747144131,0.4316525747144131,0.4316525747144131,0.4316525747144131,0.4316525747144131,0.4316525747144131,0.4316525747144131,0.4316525747144131,0.4316525747144131,0.4316525747144131,0.4316525747144131,0.4316525747144131,0.4316525747144131,0.4316525747144131,0.4316525747144131,0.4316525747144131,null,6.3799999999999084,0,0,0,0,0,0,0,0,0,0,0,0,0,0,0,0,0,0,0,0]
[null,null,null,null,null,null,null,null,null,6.3899999999999082,0.43298751352916409,0.43298751352916409,0.43298751352916409,0.43298751352916409,0.43298751352916409,0.43298751352916409,0.43298751352916409,0.43298751352916409,0.43298751352916409,0.43298751352916409,0.43298751352916409,0.43298751352916409,0.43298751352916409,0.43298751352916409,0.43298751352916409,0.43298751352916409,0.43298751352916409,0.43298751352916409,0.43298751352916409,0.43298751352916409,null,6.3899999999999082,0,0,0,0,0,0,0,0,0,0,0,0,0,0,0,0,0,0,0,0]
[null,null,null,null,null,null,null,null,null,6.399999999999908,{"$f":"IF(AQ$16=0,0,IF(K$36*$J685^4  +    K$37*$J685^3   +    K$38*$J685^2    +    K$39*$J685   +    K$40>1,1,K$36*$J685^4  +    K$37*$J685^3   +    K$38*$J685^2    +    K$39*$J685   +    K$40))","v":0.43432674412739436},{"$f":"IF(AR$16=0,0,IF(L$36*$J685^4  +    L$37*$J685^3   +    L$38*$J685^2    +    L$39*$J685   +    L$40>1,1,L$36*$J685^4  +    L$37*$J685^3   +    L$38*$J685^2    +    L$39*$J685   +    L$40))","v":0.43432674412739436},{"$f":"IF(AS$16=0,0,IF(M$36*$J685^4  +    M$37*$J685^3   +    M$38*$J685^2    +    M$39*$J685   +    M$40>1,1,M$36*$J685^4  +    M$37*$J685^3   +    M$38*$J685^2    +    M$39*$J685   +    M$40))","v":0.43432674412739436},{"$f":"IF(AT$16=0,0,IF(N$36*$J685^4  +    N$37*$J685^3   +    N$38*$J685^2    +    N$39*$J685   +    N$40>1,1,N$36*$J685^4  +    N$37*$J685^3   +    N$38*$J685^2    +    N$39*$J685   +    N$40))","v":0.43432674412739436},{"$f":"IF(AU$16=0,0,IF(O$36*$J685^4  +    O$37*$J685^3   +    O$38*$J685^2    +    O$39*$J685   +    O$40>1,1,O$36*$J685^4  +    O$37*$J685^3   +    O$38*$J685^2    +    O$39*$J685   +    O$40))","v":0.43432674412739436},{"$f":"IF(AV$16=0,0,IF(P$36*$J685^4  +    P$37*$J685^3   +    P$38*$J685^2    +    P$39*$J685   +    P$40>1,1,P$36*$J685^4  +    P$37*$J685^3   +    P$38*$J685^2    +    P$39*$J685   +    P$40))","v":0.43432674412739436},{"$f":"IF(AW$16=0,0,IF(Q$36*$J685^4  +    Q$37*$J685^3   +    Q$38*$J685^2    +    Q$39*$J685   +    Q$40>1,1,Q$36*$J685^4  +    Q$37*$J685^3   +    Q$38*$J685^2    +    Q$39*$J685   +    Q$40))","v":0.43432674412739436},{"$f":"IF(AX$16=0,0,IF(R$36*$J685^4  +    R$37*$J685^3   +    R$38*$J685^2    +    R$39*$J685   +    R$40>1,1,R$36*$J685^4  +    R$37*$J685^3   +    R$38*$J685^2    +    R$39*$J685   +    R$40))","v":0.43432674412739436},{"$f":"IF(AY$16=0,0,IF(S$36*$J685^4  +    S$37*$J685^3   +    S$38*$J685^2    +    S$39*$J685   +    S$40>1,1,S$36*$J685^4  +    S$37*$J685^3   +    S$38*$J685^2    +    S$39*$J685   +    S$40))","v":0.43432674412739436},{"$f":"IF(AZ$16=0,0,IF(T$36*$J685^4  +    T$37*$J685^3   +    T$38*$J685^2    +    T$39*$J685   +    T$40>1,1,T$36*$J685^4  +    T$37*$J685^3   +    T$38*$J685^2    +    T$39*$J685   +    T$40))","v":0.43432674412739436},{"$f":"IF(BA$16=0,0,IF(U$36*$J685^4  +    U$37*$J685^3   +    U$38*$J685^2    +    U$39*$J685   +    U$40>1,1,U$36*$J685^4  +    U$37*$J685^3   +    U$38*$J685^2    +    U$39*$J685   +    U$40))","v":0.43432674412739436},{"$f":"IF(BB$16=0,0,IF(V$36*$J685^4  +    V$37*$J685^3   +    V$38*$J685^2    +    V$39*$J685   +    V$40>1,1,V$36*$J685^4  +    V$37*$J685^3   +    V$38*$J685^2    +    V$39*$J685   +    V$40))","v":0.43432674412739436},{"$f":"IF(BC$16=0,0,IF(W$36*$J685^4  +    W$37*$J685^3   +    W$38*$J685^2    +    W$39*$J685   +    W$40>1,1,W$36*$J685^4  +    W$37*$J685^3   +    W$38*$J685^2    +    W$39*$J685   +    W$40))","v":0.43432674412739436},{"$f":"IF(BD$16=0,0,IF(X$36*$J685^4  +    X$37*$J685^3   +    X$38*$J685^2    +    X$39*$J685   +    X$40>1,1,X$36*$J685^4  +    X$37*$J685^3   +    X$38*$J685^2    +    X$39*$J685   +    X$40))","v":0.43432674412739436},{"$f":"IF(BE$16=0,0,IF(Y$36*$J685^4  +    Y$37*$J685^3   +    Y$38*$J685^2    +    Y$39*$J685   +    Y$40>1,1,Y$36*$J685^4  +    Y$37*$J685^3   +    Y$38*$J685^2    +    Y$39*$J685   +    Y$40))","v":0.43432674412739436},{"$f":"IF(BF$16=0,0,IF(Z$36*$J685^4  +    Z$37*$J685^3   +    Z$38*$J685^2    +    Z$39*$J685   +    Z$40>1,1,Z$36*$J685^4  +    Z$37*$J685^3   +    Z$38*$J685^2    +    Z$39*$J685   +    Z$40))","v":0.43432674412739436},{"$f":"IF(BG$16=0,0,IF(AA$36*$J685^4  +    AA$37*$J685^3   +    AA$38*$J685^2    +    AA$39*$J685   +    AA$40>1,1,AA$36*$J685^4  +    AA$37*$J685^3   +    AA$38*$J685^2    +    AA$39*$J685   +    AA$40))","v":0.43432674412739436},{"$f":"IF(BH$16=0,0,IF(AB$36*$J685^4  +    AB$37*$J685^3   +    AB$38*$J685^2    +    AB$39*$J685   +    AB$40>1,1,AB$36*$J685^4  +    AB$37*$J685^3   +    AB$38*$J685^2    +    AB$39*$J685   +    AB$40))","v":0.43432674412739436},{"$f":"IF(BI$16=0,0,IF(AC$36*$J685^4  +    AC$37*$J685^3   +    AC$38*$J685^2    +    AC$39*$J685   +    AC$40>1,1,AC$36*$J685^4  +    AC$37*$J685^3   +    AC$38*$J685^2    +    AC$39*$J685   +    AC$40))","v":0.43432674412739436},{"$f":"IF(BJ$16=0,0,IF(AD$36*$J685^4  +    AD$37*$J685^3   +    AD$38*$J685^2    +    AD$39*$J685   +    AD$40>1,1,AD$36*$J685^4  +    AD$37*$J685^3   +    AD$38*$J685^2    +    AD$39*$J685   +    AD$40))","v":0.43432674412739436},null,6.399999999999908,{"$f":"IF(AG$43<>0,INDEX(K$45:K$1045, MATCH($AF685*(AG$43/24), $J$45:$J$1045)), 0)","v":0},{"$f":"IF(AH$43<>0,INDEX(L$45:L$1045, MATCH($AF685*(AH$43/24), $J$45:$J$1045)), 0)","v":0},{"$f":"IF(AI$43<>0,INDEX(M$45:M$1045, MATCH($AF685*(AI$43/24), $J$45:$J$1045)), 0)","v":0},{"$f":"IF(AJ$43<>0,INDEX(N$45:N$1045, MATCH($AF685*(AJ$43/24), $J$45:$J$1045)), 0)","v":0},{"$f":"IF(AK$43<>0,INDEX(O$45:O$1045, MATCH($AF685*(AK$43/24), $J$45:$J$1045)), 0)","v":0},{"$f":"IF(AL$43<>0,INDEX(P$45:P$1045, MATCH($AF685*(AL$43/24), $J$45:$J$1045)), 0)","v":0},{"$f":"IF(AM$43<>0,INDEX(Q$45:Q$1045, MATCH($AF685*(AM$43/24), $J$45:$J$1045)), 0)","v":0},{"$f":"IF(AN$43<>0,INDEX(R$45:R$1045, MATCH($AF685*(AN$43/24), $J$45:$J$1045)), 0)","v":0},{"$f":"IF(AO$43<>0,INDEX(S$45:S$1045, MATCH($AF685*(AO$43/24), $J$45:$J$1045)), 0)","v":0},{"$f":"IF(AP$43<>0,INDEX(T$45:T$1045, MATCH($AF685*(AP$43/24), $J$45:$J$1045)), 0)","v":0},{"$f":"IF(AQ$43<>0,INDEX(U$45:U$1045, MATCH($AF685*(AQ$43/24), $J$45:$J$1045)), 0)","v":0},{"$f":"IF(AR$43<>0,INDEX(V$45:V$1045, MATCH($AF685*(AR$43/24), $J$45:$J$1045)), 0)","v":0},{"$f":"IF(AS$43<>0,INDEX(W$45:W$1045, MATCH($AF685*(AS$43/24), $J$45:$J$1045)), 0)","v":0},{"$f":"IF(AT$43<>0,INDEX(X$45:X$1045, MATCH($AF685*(AT$43/24), $J$45:$J$1045)), 0)","v":0},{"$f":"IF(AU$43<>0,INDEX(Y$45:Y$1045, MATCH($AF685*(AU$43/24), $J$45:$J$1045)), 0)","v":0},{"$f":"IF(AV$43<>0,INDEX(Z$45:Z$1045, MATCH($AF685*(AV$43/24), $J$45:$J$1045)), 0)","v":0},{"$f":"IF(AW$43<>0,INDEX(AA$45:AA$1045, MATCH($AF685*(AW$43/24), $J$45:$J$1045)), 0)","v":0},{"$f":"IF(AX$43<>0,INDEX(AB$45:AB$1045, MATCH($AF685*(AX$43/24), $J$45:$J$1045)), 0)","v":0},{"$f":"IF(AY$43<>0,INDEX(AC$45:AC$1045, MATCH($AF685*(AY$43/24), $J$45:$J$1045)), 0)","v":0},{"$f":"IF(AZ$43<>0,INDEX(AD$45:AD$1045, MATCH($AF685*(AZ$43/24), $J$45:$J$1045)), 0)","v":0}]
[null,null,null,null,null,null,null,null,null,{"$f":"J685+0.01","v":6.4099999999999078},0.435670278039341,0.435670278039341,0.435670278039341,0.435670278039341,0.435670278039341,0.435670278039341,0.435670278039341,0.435670278039341,0.435670278039341,0.435670278039341,0.435670278039341,0.435670278039341,0.435670278039341,0.435670278039341,0.435670278039341,0.435670278039341,0.435670278039341,0.435670278039341,0.435670278039341,0.435670278039341,null,{"$f":"AF685+0.01","v":6.4099999999999078},0,0,0,0,0,0,0,0,0,0,0,0,0,0,0,0,0,0,0,0]
[null,null,null,null,null,null,null,null,null,6.4199999999999076,0.43701812680558738,0.43701812680558738,0.43701812680558738,0.43701812680558738,0.43701812680558738,0.43701812680558738,0.43701812680558738,0.43701812680558738,0.43701812680558738,0.43701812680558738,0.43701812680558738,0.43701812680558738,0.43701812680558738,0.43701812680558738,0.43701812680558738,0.43701812680558738,0.43701812680558738,0.43701812680558738,0.43701812680558738,0.43701812680558738,null,6.4199999999999076,0,0,0,0,0,0,0,0,0,0,0,0,0,0,0,0,0,0,0,0]
[null,null,null,null,null,null,null,null,null,6.4299999999999073,0.43837030197706267,0.43837030197706267,0.43837030197706267,0.43837030197706267,0.43837030197706267,0.43837030197706267,0.43837030197706267,0.43837030197706267,0.43837030197706267,0.43837030197706267,0.43837030197706267,0.43837030197706267,0.43837030197706267,0.43837030197706267,0.43837030197706267,0.43837030197706267,0.43837030197706267,0.43837030197706267,0.43837030197706267,0.43837030197706267,null,6.4299999999999073,0,0,0,0,0,0,0,0,0,0,0,0,0,0,0,0,0,0,0,0]
[null,null,null,null,null,null,null,null,null,6.4399999999999071,0.43972681511504202,0.43972681511504202,0.43972681511504202,0.43972681511504202,0.43972681511504202,0.43972681511504202,0.43972681511504202,0.43972681511504202,0.43972681511504202,0.43972681511504202,0.43972681511504202,0.43972681511504202,0.43972681511504202,0.43972681511504202,0.43972681511504202,0.43972681511504202,0.43972681511504202,0.43972681511504202,0.43972681511504202,0.43972681511504202,null,6.4399999999999071,0,0,0,0,0,0,0,0,0,0,0,0,0,0,0,0,0,0,0,0]
[null,null,null,null,null,null,null,null,null,6.4499999999999069,0.44108767779114677,0.44108767779114677,0.44108767779114677,0.44108767779114677,0.44108767779114677,0.44108767779114677,0.44108767779114677,0.44108767779114677,0.44108767779114677,0.44108767779114677,0.44108767779114677,0.44108767779114677,0.44108767779114677,0.44108767779114677,0.44108767779114677,0.44108767779114677,0.44108767779114677,0.44108767779114677,0.44108767779114677,0.44108767779114677,null,6.4499999999999069,0,0,0,0,0,0,0,0,0,0,0,0,0,0,0,0,0,0,0,0]
[null,null,null,null,null,null,null,null,null,6.4599999999999067,0.44245290158734407,0.44245290158734407,0.44245290158734407,0.44245290158734407,0.44245290158734407,0.44245290158734407,0.44245290158734407,0.44245290158734407,0.44245290158734407,0.44245290158734407,0.44245290158734407,0.44245290158734407,0.44245290158734407,0.44245290158734407,0.44245290158734407,0.44245290158734407,0.44245290158734407,0.44245290158734407,0.44245290158734407,0.44245290158734407,null,6.4599999999999067,0,0,0,0,0,0,0,0,0,0,0,0,0,0,0,0,0,0,0,0]
[null,null,null,null,null,null,null,null,null,6.4699999999999065,0.4438224980959472,0.4438224980959472,0.4438224980959472,0.4438224980959472,0.4438224980959472,0.4438224980959472,0.4438224980959472,0.4438224980959472,0.4438224980959472,0.4438224980959472,0.4438224980959472,0.4438224980959472,0.4438224980959472,0.4438224980959472,0.4438224980959472,0.4438224980959472,0.4438224980959472,0.4438224980959472,0.4438224980959472,0.4438224980959472,null,6.4699999999999065,0,0,0,0,0,0,0,0,0,0,0,0,0,0,0,0,0,0,0,0]
[null,null,null,null,null,null,null,null,null,6.4799999999999063,0.44519647891961522,0.44519647891961522,0.44519647891961522,0.44519647891961522,0.44519647891961522,0.44519647891961522,0.44519647891961522,0.44519647891961522,0.44519647891961522,0.44519647891961522,0.44519647891961522,0.44519647891961522,0.44519647891961522,0.44519647891961522,0.44519647891961522,0.44519647891961522,0.44519647891961522,0.44519647891961522,0.44519647891961522,0.44519647891961522,null,6.4799999999999063,0,0,0,0,0,0,0,0,0,0,0,0,0,0,0,0,0,0,0,0]
[null,null,null,null,null,null,null,null,null,6.4899999999999061,0.44657485567135335,0.44657485567135335,0.44657485567135335,0.44657485567135335,0.44657485567135335,0.44657485567135335,0.44657485567135335,0.44657485567135335,0.44657485567135335,0.44657485567135335,0.44657485567135335,0.44657485567135335,0.44657485567135335,0.44657485567135335,0.44657485567135335,0.44657485567135335,0.44657485567135335,0.44657485567135335,0.44657485567135335,0.44657485567135335,null,6.4899999999999061,0,0,0,0,0,0,0,0,0,0,0,0,0,0,0,0,0,0,0,0]
[null,null,null,null,null,null,null,null,null,6.4999999999999059,0.44795763997451288,0.44795763997451288,0.44795763997451288,0.44795763997451288,0.44795763997451288,0.44795763997451288,0.44795763997451288,0.44795763997451288,0.44795763997451288,0.44795763997451288,0.44795763997451288,0.44795763997451288,0.44795763997451288,0.44795763997451288,0.44795763997451288,0.44795763997451288,0.44795763997451288,0.44795763997451288,0.44795763997451288,0.44795763997451288,null,6.4999999999999059,0,0,0,0,0,0,0,0,0,0,0,0,0,0,0,0,0,0,0,0]
[null,null,null,null,null,null,null,null,null,6.5099999999999056,0.44934484346279097,0.44934484346279097,0.44934484346279097,0.44934484346279097,0.44934484346279097,0.44934484346279097,0.44934484346279097,0.44934484346279097,0.44934484346279097,0.44934484346279097,0.44934484346279097,0.44934484346279097,0.44934484346279097,0.44934484346279097,0.44934484346279097,0.44934484346279097,0.44934484346279097,0.44934484346279097,0.44934484346279097,0.44934484346279097,null,6.5099999999999056,0,0,0,0,0,0,0,0,0,0,0,0,0,0,0,0,0,0,0,0]
[null,null,null,null,null,null,null,null,null,6.5199999999999054,0.45073647778023063,0.45073647778023063,0.45073647778023063,0.45073647778023063,0.45073647778023063,0.45073647778023063,0.45073647778023063,0.45073647778023063,0.45073647778023063,0.45073647778023063,0.45073647778023063,0.45073647778023063,0.45073647778023063,0.45073647778023063,0.45073647778023063,0.45073647778023063,0.45073647778023063,0.45073647778023063,0.45073647778023063,0.45073647778023063,null,6.5199999999999054,0,0,0,0,0,0,0,0,0,0,0,0,0,0,0,0,0,0,0,0]
[null,null,null,null,null,null,null,null,null,6.5299999999999052,0.45213255458122115,0.45213255458122115,0.45213255458122115,0.45213255458122115,0.45213255458122115,0.45213255458122115,0.45213255458122115,0.45213255458122115,0.45213255458122115,0.45213255458122115,0.45213255458122115,0.45213255458122115,0.45213255458122115,0.45213255458122115,0.45213255458122115,0.45213255458122115,0.45213255458122115,0.45213255458122115,0.45213255458122115,0.45213255458122115,null,6.5299999999999052,0,0,0,0,0,0,0,0,0,0,0,0,0,0,0,0,0,0,0,0]
[null,null,null,null,null,null,null,null,null,6.539999999999905,0.45353308553049765,0.45353308553049765,0.45353308553049765,0.45353308553049765,0.45353308553049765,0.45353308553049765,0.45353308553049765,0.45353308553049765,0.45353308553049765,0.45353308553049765,0.45353308553049765,0.45353308553049765,0.45353308553049765,0.45353308553049765,0.45353308553049765,0.45353308553049765,0.45353308553049765,0.45353308553049765,0.45353308553049765,0.45353308553049765,null,6.539999999999905,0,0,0,0,0,0,0,0,0,0,0,0,0,0,0,0,0,0,0,0]
[null,null,null,null,null,null,null,null,null,6.5499999999999048,0.45493808230314137,0.45493808230314137,0.45493808230314137,0.45493808230314137,0.45493808230314137,0.45493808230314137,0.45493808230314137,0.45493808230314137,0.45493808230314137,0.45493808230314137,0.45493808230314137,0.45493808230314137,0.45493808230314137,0.45493808230314137,0.45493808230314137,0.45493808230314137,0.45493808230314137,0.45493808230314137,0.45493808230314137,0.45493808230314137,null,6.5499999999999048,0,0,0,0,0,0,0,0,0,0,0,0,0,0,0,0,0,0,0,0]
[null,null,null,null,null,null,null,null,null,6.5599999999999046,0.45634755658457937,0.45634755658457937,0.45634755658457937,0.45634755658457937,0.45634755658457937,0.45634755658457937,0.45634755658457937,0.45634755658457937,0.45634755658457937,0.45634755658457937,0.45634755658457937,0.45634755658457937,0.45634755658457937,0.45634755658457937,0.45634755658457937,0.45634755658457937,0.45634755658457937,0.45634755658457937,0.45634755658457937,0.45634755658457937,null,6.5599999999999046,0,0,0,0,0,0,0,0,0,0,0,0,0,0,0,0,0,0,0,0]
[null,null,null,null,null,null,null,null,null,6.5699999999999044,0.45776152007058463,0.45776152007058463,0.45776152007058463,0.45776152007058463,0.45776152007058463,0.45776152007058463,0.45776152007058463,0.45776152007058463,0.45776152007058463,0.45776152007058463,0.45776152007058463,0.45776152007058463,0.45776152007058463,0.45776152007058463,0.45776152007058463,0.45776152007058463,0.45776152007058463,0.45776152007058463,0.45776152007058463,0.45776152007058463,null,6.5699999999999044,0,0,0,0,0,0,0,0,0,0,0,0,0,0,0,0,0,0,0,0]
[null,null,null,null,null,null,null,null,null,6.5799999999999041,0.45917998446727659,0.45917998446727659,0.45917998446727659,0.45917998446727659,0.45917998446727659,0.45917998446727659,0.45917998446727659,0.45917998446727659,0.45917998446727659,0.45917998446727659,0.45917998446727659,0.45917998446727659,0.45917998446727659,0.45917998446727659,0.45917998446727659,0.45917998446727659,0.45917998446727659,0.45917998446727659,0.45917998446727659,0.45917998446727659,null,6.5799999999999041,0,0,0,0,0,0,0,0,0,0,0,0,0,0,0,0,0,0,0,0]
[null,null,null,null,null,null,null,null,null,6.5899999999999039,0.46060296149112012,0.46060296149112012,0.46060296149112012,0.46060296149112012,0.46060296149112012,0.46060296149112012,0.46060296149112012,0.46060296149112012,0.46060296149112012,0.46060296149112012,0.46060296149112012,0.46060296149112012,0.46060296149112012,0.46060296149112012,0.46060296149112012,0.46060296149112012,0.46060296149112012,0.46060296149112012,0.46060296149112012,0.46060296149112012,null,6.5899999999999039,0,0,0,0,0,0,0,0,0,0,0,0,0,0,0,0,0,0,0,0]
[null,null,null,null,null,null,null,null,null,6.5999999999999037,0.46203046286892646,0.46203046286892646,0.46203046286892646,0.46203046286892646,0.46203046286892646,0.46203046286892646,0.46203046286892646,0.46203046286892646,0.46203046286892646,0.46203046286892646,0.46203046286892646,0.46203046286892646,0.46203046286892646,0.46203046286892646,0.46203046286892646,0.46203046286892646,0.46203046286892646,0.46203046286892646,0.46203046286892646,0.46203046286892646,null,6.5999999999999037,0,0,0,0,0,0,0,0,0,0,0,0,0,0,0,0,0,0,0,0]
[null,null,null,null,null,null,null,null,null,6.6099999999999035,0.46346250033785263,0.46346250033785263,0.46346250033785263,0.46346250033785263,0.46346250033785263,0.46346250033785263,0.46346250033785263,0.46346250033785263,0.46346250033785263,0.46346250033785263,0.46346250033785263,0.46346250033785263,0.46346250033785263,0.46346250033785263,0.46346250033785263,0.46346250033785263,0.46346250033785263,0.46346250033785263,0.46346250033785263,0.46346250033785263,null,6.6099999999999035,0,0,0,0,0,0,0,0,0,0,0,0,0,0,0,0,0,0,0,0]
[null,null,null,null,null,null,null,null,null,6.6199999999999033,0.46489908564540178,0.46489908564540178,0.46489908564540178,0.46489908564540178,0.46489908564540178,0.46489908564540178,0.46489908564540178,0.46489908564540178,0.46489908564540178,0.46489908564540178,0.46489908564540178,0.46489908564540178,0.46489908564540178,0.46489908564540178,0.46489908564540178,0.46489908564540178,0.46489908564540178,0.46489908564540178,0.46489908564540178,0.46489908564540178,null,6.6199999999999033,0,0,0,0,0,0,0,0,0,0,0,0,0,0,0,0,0,0,0,0]
[null,null,null,null,null,null,null,null,null,6.6299999999999031,0.46634023054942297,0.46634023054942297,0.46634023054942297,0.46634023054942297,0.46634023054942297,0.46634023054942297,0.46634023054942297,0.46634023054942297,0.46634023054942297,0.46634023054942297,0.46634023054942297,0.46634023054942297,0.46634023054942297,0.46634023054942297,0.46634023054942297,0.46634023054942297,0.46634023054942297,0.46634023054942297,0.46634023054942297,0.46634023054942297,null,6.6299999999999031,0,0,0,0,0,0,0,0,0,0,0,0,0,0,0,0,0,0,0,0]
[null,null,null,null,null,null,null,null,null,6.6399999999999029,0.46778594681811148,0.46778594681811148,0.46778594681811148,0.46778594681811148,0.46778594681811148,0.46778594681811148,0.46778594681811148,0.46778594681811148,0.46778594681811148,0.46778594681811148,0.46778594681811148,0.46778594681811148,0.46778594681811148,0.46778594681811148,0.46778594681811148,0.46778594681811148,0.46778594681811148,0.46778594681811148,0.46778594681811148,0.46778594681811148,null,6.6399999999999029,0,0,0,0,0,0,0,0,0,0,0,0,0,0,0,0,0,0,0,0]
[null,null,null,null,null,null,null,null,null,6.6499999999999027,0.46923624623000793,0.46923624623000793,0.46923624623000793,0.46923624623000793,0.46923624623000793,0.46923624623000793,0.46923624623000793,0.46923624623000793,0.46923624623000793,0.46923624623000793,0.46923624623000793,0.46923624623000793,0.46923624623000793,0.46923624623000793,0.46923624623000793,0.46923624623000793,0.46923624623000793,0.46923624623000793,0.46923624623000793,0.46923624623000793,null,6.6499999999999027,0,0,0,0,0,0,0,0,0,0,0,0,0,0,0,0,0,0,0,0]
[null,null,null,null,null,null,null,null,null,6.6599999999999024,0.47069114057399991,0.47069114057399991,0.47069114057399991,0.47069114057399991,0.47069114057399991,0.47069114057399991,0.47069114057399991,0.47069114057399991,0.47069114057399991,0.47069114057399991,0.47069114057399991,0.47069114057399991,0.47069114057399991,0.47069114057399991,0.47069114057399991,0.47069114057399991,0.47069114057399991,0.47069114057399991,0.47069114057399991,0.47069114057399991,null,6.6599999999999024,0,0,0,0,0,0,0,0,0,0,0,0,0,0,0,0,0,0,0,0]
[null,null,null,null,null,null,null,null,null,6.6699999999999022,0.47215064164932008,0.47215064164932008,0.47215064164932008,0.47215064164932008,0.47215064164932008,0.47215064164932008,0.47215064164932008,0.47215064164932008,0.47215064164932008,0.47215064164932008,0.47215064164932008,0.47215064164932008,0.47215064164932008,0.47215064164932008,0.47215064164932008,0.47215064164932008,0.47215064164932008,0.47215064164932008,0.47215064164932008,0.47215064164932008,null,6.6699999999999022,0,0,0,0,0,0,0,0,0,0,0,0,0,0,0,0,0,0,0,0]
[null,null,null,null,null,null,null,null,null,6.679999999999902,0.47361476126554775,0.47361476126554775,0.47361476126554775,0.47361476126554775,0.47361476126554775,0.47361476126554775,0.47361476126554775,0.47361476126554775,0.47361476126554775,0.47361476126554775,0.47361476126554775,0.47361476126554775,0.47361476126554775,0.47361476126554775,0.47361476126554775,0.47361476126554775,0.47361476126554775,0.47361476126554775,0.47361476126554775,0.47361476126554775,null,6.679999999999902,0,0,0,0,0,0,0,0,0,0,0,0,0,0,0,0,0,0,0,0]
[null,null,null,null,null,null,null,null,null,6.6899999999999018,0.47508351124260784,0.47508351124260784,0.47508351124260784,0.47508351124260784,0.47508351124260784,0.47508351124260784,0.47508351124260784,0.47508351124260784,0.47508351124260784,0.47508351124260784,0.47508351124260784,0.47508351124260784,0.47508351124260784,0.47508351124260784,0.47508351124260784,0.47508351124260784,0.47508351124260784,0.47508351124260784,0.47508351124260784,0.47508351124260784,null,6.6899999999999018,0,0,0,0,0,0,0,0,0,0,0,0,0,0,0,0,0,0,0,0]
[null,null,null,null,null,null,null,null,null,6.6999999999999016,0.4765569034107715,0.4765569034107715,0.4765569034107715,0.4765569034107715,0.4765569034107715,0.4765569034107715,0.4765569034107715,0.4765569034107715,0.4765569034107715,0.4765569034107715,0.4765569034107715,0.4765569034107715,0.4765569034107715,0.4765569034107715,0.4765569034107715,0.4765569034107715,0.4765569034107715,0.4765569034107715,0.4765569034107715,0.4765569034107715,null,6.6999999999999016,0,0,0,0,0,0,0,0,0,0,0,0,0,0,0,0,0,0,0,0]
[null,null,null,null,null,null,null,null,null,6.7099999999999014,0.47803494961065551,0.47803494961065551,0.47803494961065551,0.47803494961065551,0.47803494961065551,0.47803494961065551,0.47803494961065551,0.47803494961065551,0.47803494961065551,0.47803494961065551,0.47803494961065551,0.47803494961065551,0.47803494961065551,0.47803494961065551,0.47803494961065551,0.47803494961065551,0.47803494961065551,0.47803494961065551,0.47803494961065551,0.47803494961065551,null,6.7099999999999014,0,0,0,0,0,0,0,0,0,0,0,0,0,0,0,0,0,0,0,0]
[null,null,null,null,null,null,null,null,null,6.7199999999999012,0.4795176616932233,0.4795176616932233,0.4795176616932233,0.4795176616932233,0.4795176616932233,0.4795176616932233,0.4795176616932233,0.4795176616932233,0.4795176616932233,0.4795176616932233,0.4795176616932233,0.4795176616932233,0.4795176616932233,0.4795176616932233,0.4795176616932233,0.4795176616932233,0.4795176616932233,0.4795176616932233,0.4795176616932233,0.4795176616932233,null,6.7199999999999012,0,0,0,0,0,0,0,0,0,0,0,0,0,0,0,0,0,0,0,0]
[null,null,null,null,null,null,null,null,null,6.729999999999901,0.48100505151978351,0.48100505151978351,0.48100505151978351,0.48100505151978351,0.48100505151978351,0.48100505151978351,0.48100505151978351,0.48100505151978351,0.48100505151978351,0.48100505151978351,0.48100505151978351,0.48100505151978351,0.48100505151978351,0.48100505151978351,0.48100505151978351,0.48100505151978351,0.48100505151978351,0.48100505151978351,0.48100505151978351,0.48100505151978351,null,6.729999999999901,0,0,0,0,0,0,0,0,0,0,0,0,0,0,0,0,0,0,0,0]
[null,null,null,null,null,null,null,null,null,6.7399999999999007,0.48249713096199143,0.48249713096199143,0.48249713096199143,0.48249713096199143,0.48249713096199143,0.48249713096199143,0.48249713096199143,0.48249713096199143,0.48249713096199143,0.48249713096199143,0.48249713096199143,0.48249713096199143,0.48249713096199143,0.48249713096199143,0.48249713096199143,0.48249713096199143,0.48249713096199143,0.48249713096199143,0.48249713096199143,0.48249713096199143,null,6.7399999999999007,0,0,0,0,0,0,0,0,0,0,0,0,0,0,0,0,0,0,0,0]
[null,null,null,null,null,null,null,null,null,6.7499999999999005,0.48399391190184787,0.48399391190184787,0.48399391190184787,0.48399391190184787,0.48399391190184787,0.48399391190184787,0.48399391190184787,0.48399391190184787,0.48399391190184787,0.48399391190184787,0.48399391190184787,0.48399391190184787,0.48399391190184787,0.48399391190184787,0.48399391190184787,0.48399391190184787,0.48399391190184787,0.48399391190184787,0.48399391190184787,0.48399391190184787,null,6.7499999999999005,0,0,0,0,0,0,0,0,0,0,0,0,0,0,0,0,0,0,0,0]
[null,null,null,null,null,null,null,null,null,6.7599999999999003,0.48549540623169996,0.48549540623169996,0.48549540623169996,0.48549540623169996,0.48549540623169996,0.48549540623169996,0.48549540623169996,0.48549540623169996,0.48549540623169996,0.48549540623169996,0.48549540623169996,0.48549540623169996,0.48549540623169996,0.48549540623169996,0.48549540623169996,0.48549540623169996,0.48549540623169996,0.48549540623169996,0.48549540623169996,0.48549540623169996,null,6.7599999999999003,0,0,0,0,0,0,0,0,0,0,0,0,0,0,0,0,0,0,0,0]
[null,null,null,null,null,null,null,null,null,6.7699999999999001,0.48700162585424056,0.48700162585424056,0.48700162585424056,0.48700162585424056,0.48700162585424056,0.48700162585424056,0.48700162585424056,0.48700162585424056,0.48700162585424056,0.48700162585424056,0.48700162585424056,0.48700162585424056,0.48700162585424056,0.48700162585424056,0.48700162585424056,0.48700162585424056,0.48700162585424056,0.48700162585424056,0.48700162585424056,0.48700162585424056,null,6.7699999999999001,0,0,0,0,0,0,0,0,0,0,0,0,0,0,0,0,0,0,0,0]
[null,null,null,null,null,null,null,null,null,6.7799999999998999,0.48851258268250886,0.48851258268250886,0.48851258268250886,0.48851258268250886,0.48851258268250886,0.48851258268250886,0.48851258268250886,0.48851258268250886,0.48851258268250886,0.48851258268250886,0.48851258268250886,0.48851258268250886,0.48851258268250886,0.48851258268250886,0.48851258268250886,0.48851258268250886,0.48851258268250886,0.48851258268250886,0.48851258268250886,0.48851258268250886,null,6.7799999999998999,0,0,0,0,0,0,0,0,0,0,0,0,0,0,0,0,0,0,0,0]
[null,null,null,null,null,null,null,null,null,6.7899999999998997,0.49002828863988956,0.49002828863988956,0.49002828863988956,0.49002828863988956,0.49002828863988956,0.49002828863988956,0.49002828863988956,0.49002828863988956,0.49002828863988956,0.49002828863988956,0.49002828863988956,0.49002828863988956,0.49002828863988956,0.49002828863988956,0.49002828863988956,0.49002828863988956,0.49002828863988956,0.49002828863988956,0.49002828863988956,0.49002828863988956,null,6.7899999999998997,0,0,0,0,0,0,0,0,0,0,0,0,0,0,0,0,0,0,0,0]
[null,null,null,null,null,null,null,null,null,6.7999999999998995,0.49154875566011386,0.49154875566011386,0.49154875566011386,0.49154875566011386,0.49154875566011386,0.49154875566011386,0.49154875566011386,0.49154875566011386,0.49154875566011386,0.49154875566011386,0.49154875566011386,0.49154875566011386,0.49154875566011386,0.49154875566011386,0.49154875566011386,0.49154875566011386,0.49154875566011386,0.49154875566011386,0.49154875566011386,0.49154875566011386,null,6.7999999999998995,0,0,0,0,0,0,0,0,0,0,0,0,0,0,0,0,0,0,0,0]
[null,null,null,null,null,null,null,null,null,6.8099999999998992,0.49307399568725863,0.49307399568725863,0.49307399568725863,0.49307399568725863,0.49307399568725863,0.49307399568725863,0.49307399568725863,0.49307399568725863,0.49307399568725863,0.49307399568725863,0.49307399568725863,0.49307399568725863,0.49307399568725863,0.49307399568725863,0.49307399568725863,0.49307399568725863,0.49307399568725863,0.49307399568725863,0.49307399568725863,0.49307399568725863,null,6.8099999999998992,0,0,0,0,0,0,0,0,0,0,0,0,0,0,0,0,0,0,0,0]
[null,null,null,null,null,null,null,null,null,6.819999999999899,0.49460402067574682,0.49460402067574682,0.49460402067574682,0.49460402067574682,0.49460402067574682,0.49460402067574682,0.49460402067574682,0.49460402067574682,0.49460402067574682,0.49460402067574682,0.49460402067574682,0.49460402067574682,0.49460402067574682,0.49460402067574682,0.49460402067574682,0.49460402067574682,0.49460402067574682,0.49460402067574682,0.49460402067574682,0.49460402067574682,null,6.819999999999899,0,0,0,0,0,0,0,0,0,0,0,0,0,0,0,0,0,0,0,0]
[null,null,null,null,null,null,null,null,null,6.8299999999998988,0.49613884259034746,0.49613884259034746,0.49613884259034746,0.49613884259034746,0.49613884259034746,0.49613884259034746,0.49613884259034746,0.49613884259034746,0.49613884259034746,0.49613884259034746,0.49613884259034746,0.49613884259034746,0.49613884259034746,0.49613884259034746,0.49613884259034746,0.49613884259034746,0.49613884259034746,0.49613884259034746,0.49613884259034746,0.49613884259034746,null,6.8299999999998988,0,0,0,0,0,0,0,0,0,0,0,0,0,0,0,0,0,0,0,0]
[null,null,null,null,null,null,null,null,null,6.8399999999998986,0.49767847340617538,0.49767847340617538,0.49767847340617538,0.49767847340617538,0.49767847340617538,0.49767847340617538,0.49767847340617538,0.49767847340617538,0.49767847340617538,0.49767847340617538,0.49767847340617538,0.49767847340617538,0.49767847340617538,0.49767847340617538,0.49767847340617538,0.49767847340617538,0.49767847340617538,0.49767847340617538,0.49767847340617538,0.49767847340617538,null,6.8399999999998986,0,0,0,0,0,0,0,0,0,0,0,0,0,0,0,0,0,0,0,0]
[null,null,null,null,null,null,null,null,null,6.8499999999998984,0.4992229251086916,0.4992229251086916,0.4992229251086916,0.4992229251086916,0.4992229251086916,0.4992229251086916,0.4992229251086916,0.4992229251086916,0.4992229251086916,0.4992229251086916,0.4992229251086916,0.4992229251086916,0.4992229251086916,0.4992229251086916,0.4992229251086916,0.4992229251086916,0.4992229251086916,0.4992229251086916,0.4992229251086916,0.4992229251086916,null,6.8499999999998984,0,0,0,0,0,0,0,0,0,0,0,0,0,0,0,0,0,0,0,0]
[null,null,null,null,null,null,null,null,null,6.8599999999998982,0.50077220969370306,0.50077220969370306,0.50077220969370306,0.50077220969370306,0.50077220969370306,0.50077220969370306,0.50077220969370306,0.50077220969370306,0.50077220969370306,0.50077220969370306,0.50077220969370306,0.50077220969370306,0.50077220969370306,0.50077220969370306,0.50077220969370306,0.50077220969370306,0.50077220969370306,0.50077220969370306,0.50077220969370306,0.50077220969370306,null,6.8599999999998982,0,0,0,0,0,0,0,0,0,0,0,0,0,0,0,0,0,0,0,0]
[null,null,null,null,null,null,null,null,null,6.869999999999898,0.50232633916736258,0.50232633916736258,0.50232633916736258,0.50232633916736258,0.50232633916736258,0.50232633916736258,0.50232633916736258,0.50232633916736258,0.50232633916736258,0.50232633916736258,0.50232633916736258,0.50232633916736258,0.50232633916736258,0.50232633916736258,0.50232633916736258,0.50232633916736258,0.50232633916736258,0.50232633916736258,0.50232633916736258,0.50232633916736258,null,6.869999999999898,0,0,0,0,0,0,0,0,0,0,0,0,0,0,0,0,0,0,0,0]
[null,null,null,null,null,null,null,null,null,6.8799999999998978,0.50388532554616916,0.50388532554616916,0.50388532554616916,0.50388532554616916,0.50388532554616916,0.50388532554616916,0.50388532554616916,0.50388532554616916,0.50388532554616916,0.50388532554616916,0.50388532554616916,0.50388532554616916,0.50388532554616916,0.50388532554616916,0.50388532554616916,0.50388532554616916,0.50388532554616916,0.50388532554616916,0.50388532554616916,0.50388532554616916,null,6.8799999999998978,0,0,0,0,0,0,0,0,0,0,0,0,0,0,0,0,0,0,0,0]
[null,null,null,null,null,null,null,null,null,6.8899999999998975,0.50544918085696777,0.50544918085696777,0.50544918085696777,0.50544918085696777,0.50544918085696777,0.50544918085696777,0.50544918085696777,0.50544918085696777,0.50544918085696777,0.50544918085696777,0.50544918085696777,0.50544918085696777,0.50544918085696777,0.50544918085696777,0.50544918085696777,0.50544918085696777,0.50544918085696777,0.50544918085696777,0.50544918085696777,0.50544918085696777,null,6.8899999999998975,0,0,0,0,0,0,0,0,0,0,0,0,0,0,0,0,0,0,0,0]
[null,null,null,null,null,null,null,null,null,6.8999999999998973,0.50701791713694899,0.50701791713694899,0.50701791713694899,0.50701791713694899,0.50701791713694899,0.50701791713694899,0.50701791713694899,0.50701791713694899,0.50701791713694899,0.50701791713694899,0.50701791713694899,0.50701791713694899,0.50701791713694899,0.50701791713694899,0.50701791713694899,0.50701791713694899,0.50701791713694899,0.50701791713694899,0.50701791713694899,0.50701791713694899,null,6.8999999999998973,0,0,0,0,0,0,0,0,0,0,0,0,0,0,0,0,0,0,0,0]
[null,null,null,null,null,null,null,null,null,6.9099999999998971,0.50859154643365012,0.50859154643365012,0.50859154643365012,0.50859154643365012,0.50859154643365012,0.50859154643365012,0.50859154643365012,0.50859154643365012,0.50859154643365012,0.50859154643365012,0.50859154643365012,0.50859154643365012,0.50859154643365012,0.50859154643365012,0.50859154643365012,0.50859154643365012,0.50859154643365012,0.50859154643365012,0.50859154643365012,0.50859154643365012,null,6.9099999999998971,0,0,0,0,0,0,0,0,0,0,0,0,0,0,0,0,0,0,0,0]
[null,null,null,null,null,null,null,null,null,6.9199999999998969,0.51017008080495385,0.51017008080495385,0.51017008080495385,0.51017008080495385,0.51017008080495385,0.51017008080495385,0.51017008080495385,0.51017008080495385,0.51017008080495385,0.51017008080495385,0.51017008080495385,0.51017008080495385,0.51017008080495385,0.51017008080495385,0.51017008080495385,0.51017008080495385,0.51017008080495385,0.51017008080495385,0.51017008080495385,0.51017008080495385,null,6.9199999999998969,0,0,0,0,0,0,0,0,0,0,0,0,0,0,0,0,0,0,0,0]
[null,null,null,null,null,null,null,null,null,6.9299999999998967,0.51175353231908893,0.51175353231908893,0.51175353231908893,0.51175353231908893,0.51175353231908893,0.51175353231908893,0.51175353231908893,0.51175353231908893,0.51175353231908893,0.51175353231908893,0.51175353231908893,0.51175353231908893,0.51175353231908893,0.51175353231908893,0.51175353231908893,0.51175353231908893,0.51175353231908893,0.51175353231908893,0.51175353231908893,0.51175353231908893,null,6.9299999999998967,0,0,0,0,0,0,0,0,0,0,0,0,0,0,0,0,0,0,0,0]
[null,null,null,null,null,null,null,null,null,6.9399999999998965,0.51334191305463051,0.51334191305463051,0.51334191305463051,0.51334191305463051,0.51334191305463051,0.51334191305463051,0.51334191305463051,0.51334191305463051,0.51334191305463051,0.51334191305463051,0.51334191305463051,0.51334191305463051,0.51334191305463051,0.51334191305463051,0.51334191305463051,0.51334191305463051,0.51334191305463051,0.51334191305463051,0.51334191305463051,0.51334191305463051,null,6.9399999999998965,0,0,0,0,0,0,0,0,0,0,0,0,0,0,0,0,0,0,0,0]
[null,null,null,null,null,null,null,null,null,6.9499999999998963,0.51493523510049932,0.51493523510049932,0.51493523510049932,0.51493523510049932,0.51493523510049932,0.51493523510049932,0.51493523510049932,0.51493523510049932,0.51493523510049932,0.51493523510049932,0.51493523510049932,0.51493523510049932,0.51493523510049932,0.51493523510049932,0.51493523510049932,0.51493523510049932,0.51493523510049932,0.51493523510049932,0.51493523510049932,0.51493523510049932,null,6.9499999999998963,0,0,0,0,0,0,0,0,0,0,0,0,0,0,0,0,0,0,0,0]
[null,null,null,null,null,null,null,null,null,6.959999999999896,0.51653351055596231,0.51653351055596231,0.51653351055596231,0.51653351055596231,0.51653351055596231,0.51653351055596231,0.51653351055596231,0.51653351055596231,0.51653351055596231,0.51653351055596231,0.51653351055596231,0.51653351055596231,0.51653351055596231,0.51653351055596231,0.51653351055596231,0.51653351055596231,0.51653351055596231,0.51653351055596231,0.51653351055596231,0.51653351055596231,null,6.959999999999896,0,0,0,0,0,0,0,0,0,0,0,0,0,0,0,0,0,0,0,0]
[null,null,null,null,null,null,null,null,null,6.9699999999998958,0.5181367515306321,0.5181367515306321,0.5181367515306321,0.5181367515306321,0.5181367515306321,0.5181367515306321,0.5181367515306321,0.5181367515306321,0.5181367515306321,0.5181367515306321,0.5181367515306321,0.5181367515306321,0.5181367515306321,0.5181367515306321,0.5181367515306321,0.5181367515306321,0.5181367515306321,0.5181367515306321,0.5181367515306321,0.5181367515306321,null,6.9699999999998958,0,0,0,0,0,0,0,0,0,0,0,0,0,0,0,0,0,0,0,0]
[null,null,null,null,null,null,null,null,null,6.9799999999998956,0.51974497014446774,0.51974497014446774,0.51974497014446774,0.51974497014446774,0.51974497014446774,0.51974497014446774,0.51974497014446774,0.51974497014446774,0.51974497014446774,0.51974497014446774,0.51974497014446774,0.51974497014446774,0.51974497014446774,0.51974497014446774,0.51974497014446774,0.51974497014446774,0.51974497014446774,0.51974497014446774,0.51974497014446774,0.51974497014446774,null,6.9799999999998956,0,0,0,0,0,0,0,0,0,0,0,0,0,0,0,0,0,0,0,0]
[null,null,null,null,null,null,null,null,null,6.9899999999998954,0.521358178527774,0.521358178527774,0.521358178527774,0.521358178527774,0.521358178527774,0.521358178527774,0.521358178527774,0.521358178527774,0.521358178527774,0.521358178527774,0.521358178527774,0.521358178527774,0.521358178527774,0.521358178527774,0.521358178527774,0.521358178527774,0.521358178527774,0.521358178527774,0.521358178527774,0.521358178527774,null,6.9899999999998954,0,0,0,0,0,0,0,0,0,0,0,0,0,0,0,0,0,0,0,0]
[null,null,null,null,null,null,null,null,null,6.9999999999998952,0.52297638882120168,0.52297638882120168,0.52297638882120168,0.52297638882120168,0.52297638882120168,0.52297638882120168,0.52297638882120168,0.52297638882120168,0.52297638882120168,0.52297638882120168,0.52297638882120168,0.52297638882120168,0.52297638882120168,0.52297638882120168,0.52297638882120168,0.52297638882120168,0.52297638882120168,0.52297638882120168,0.52297638882120168,0.52297638882120168,null,6.9999999999998952,0,0,0,0,0,0,0,0,0,0,0,0,0,0,0,0,0,0,0,0]
[null,null,null,null,null,null,null,null,null,7.009999999999895,0.52459961317574766,0.52459961317574766,0.52459961317574766,0.52459961317574766,0.52459961317574766,0.52459961317574766,0.52459961317574766,0.52459961317574766,0.52459961317574766,0.52459961317574766,0.52459961317574766,0.52459961317574766,0.52459961317574766,0.52459961317574766,0.52459961317574766,0.52459961317574766,0.52459961317574766,0.52459961317574766,0.52459961317574766,0.52459961317574766,null,7.009999999999895,0,0,0,0,0,0,0,0,0,0,0,0,0,0,0,0,0,0,0,0]
[null,null,null,null,null,null,null,null,null,7.0199999999998948,0.52622786375275477,0.52622786375275477,0.52622786375275477,0.52622786375275477,0.52622786375275477,0.52622786375275477,0.52622786375275477,0.52622786375275477,0.52622786375275477,0.52622786375275477,0.52622786375275477,0.52622786375275477,0.52622786375275477,0.52622786375275477,0.52622786375275477,0.52622786375275477,0.52622786375275477,0.52622786375275477,0.52622786375275477,0.52622786375275477,null,7.0199999999998948,0,0,0,0,0,0,0,0,0,0,0,0,0,0,0,0,0,0,0,0]
[null,null,null,null,null,null,null,null,null,7.0299999999998946,0.52786115272391176,0.52786115272391176,0.52786115272391176,0.52786115272391176,0.52786115272391176,0.52786115272391176,0.52786115272391176,0.52786115272391176,0.52786115272391176,0.52786115272391176,0.52786115272391176,0.52786115272391176,0.52786115272391176,0.52786115272391176,0.52786115272391176,0.52786115272391176,0.52786115272391176,0.52786115272391176,0.52786115272391176,0.52786115272391176,null,7.0299999999998946,0,0,0,0,0,0,0,0,0,0,0,0,0,0,0,0,0,0,0,0]
[null,null,null,null,null,null,null,null,null,7.0399999999998943,{"$f":"IF(AQ$16=0,0,IF(K$36*$J749^4  +    K$37*$J749^3   +    K$38*$J749^2    +    K$39*$J749   +    K$40>1,1,K$36*$J749^4  +    K$37*$J749^3   +    K$38*$J749^2    +    K$39*$J749   +    K$40))","v":0.52949949227125337},{"$f":"IF(AR$16=0,0,IF(L$36*$J749^4  +    L$37*$J749^3   +    L$38*$J749^2    +    L$39*$J749   +    L$40>1,1,L$36*$J749^4  +    L$37*$J749^3   +    L$38*$J749^2    +    L$39*$J749   +    L$40))","v":0.52949949227125337},{"$f":"IF(AS$16=0,0,IF(M$36*$J749^4  +    M$37*$J749^3   +    M$38*$J749^2    +    M$39*$J749   +    M$40>1,1,M$36*$J749^4  +    M$37*$J749^3   +    M$38*$J749^2    +    M$39*$J749   +    M$40))","v":0.52949949227125337},{"$f":"IF(AT$16=0,0,IF(N$36*$J749^4  +    N$37*$J749^3   +    N$38*$J749^2    +    N$39*$J749   +    N$40>1,1,N$36*$J749^4  +    N$37*$J749^3   +    N$38*$J749^2    +    N$39*$J749   +    N$40))","v":0.52949949227125337},{"$f":"IF(AU$16=0,0,IF(O$36*$J749^4  +    O$37*$J749^3   +    O$38*$J749^2    +    O$39*$J749   +    O$40>1,1,O$36*$J749^4  +    O$37*$J749^3   +    O$38*$J749^2    +    O$39*$J749   +    O$40))","v":0.52949949227125337},{"$f":"IF(AV$16=0,0,IF(P$36*$J749^4  +    P$37*$J749^3   +    P$38*$J749^2    +    P$39*$J749   +    P$40>1,1,P$36*$J749^4  +    P$37*$J749^3   +    P$38*$J749^2    +    P$39*$J749   +    P$40))","v":0.52949949227125337},{"$f":"IF(AW$16=0,0,IF(Q$36*$J749^4  +    Q$37*$J749^3   +    Q$38*$J749^2    +    Q$39*$J749   +    Q$40>1,1,Q$36*$J749^4  +    Q$37*$J749^3   +    Q$38*$J749^2    +    Q$39*$J749   +    Q$40))","v":0.52949949227125337},{"$f":"IF(AX$16=0,0,IF(R$36*$J749^4  +    R$37*$J749^3   +    R$38*$J749^2    +    R$39*$J749   +    R$40>1,1,R$36*$J749^4  +    R$37*$J749^3   +    R$38*$J749^2    +    R$39*$J749   +    R$40))","v":0.52949949227125337},{"$f":"IF(AY$16=0,0,IF(S$36*$J749^4  +    S$37*$J749^3   +    S$38*$J749^2    +    S$39*$J749   +    S$40>1,1,S$36*$J749^4  +    S$37*$J749^3   +    S$38*$J749^2    +    S$39*$J749   +    S$40))","v":0.52949949227125337},{"$f":"IF(AZ$16=0,0,IF(T$36*$J749^4  +    T$37*$J749^3   +    T$38*$J749^2    +    T$39*$J749   +    T$40>1,1,T$36*$J749^4  +    T$37*$J749^3   +    T$38*$J749^2    +    T$39*$J749   +    T$40))","v":0.52949949227125337},{"$f":"IF(BA$16=0,0,IF(U$36*$J749^4  +    U$37*$J749^3   +    U$38*$J749^2    +    U$39*$J749   +    U$40>1,1,U$36*$J749^4  +    U$37*$J749^3   +    U$38*$J749^2    +    U$39*$J749   +    U$40))","v":0.52949949227125337},{"$f":"IF(BB$16=0,0,IF(V$36*$J749^4  +    V$37*$J749^3   +    V$38*$J749^2    +    V$39*$J749   +    V$40>1,1,V$36*$J749^4  +    V$37*$J749^3   +    V$38*$J749^2    +    V$39*$J749   +    V$40))","v":0.52949949227125337},{"$f":"IF(BC$16=0,0,IF(W$36*$J749^4  +    W$37*$J749^3   +    W$38*$J749^2    +    W$39*$J749   +    W$40>1,1,W$36*$J749^4  +    W$37*$J749^3   +    W$38*$J749^2    +    W$39*$J749   +    W$40))","v":0.52949949227125337},{"$f":"IF(BD$16=0,0,IF(X$36*$J749^4  +    X$37*$J749^3   +    X$38*$J749^2    +    X$39*$J749   +    X$40>1,1,X$36*$J749^4  +    X$37*$J749^3   +    X$38*$J749^2    +    X$39*$J749   +    X$40))","v":0.52949949227125337},{"$f":"IF(BE$16=0,0,IF(Y$36*$J749^4  +    Y$37*$J749^3   +    Y$38*$J749^2    +    Y$39*$J749   +    Y$40>1,1,Y$36*$J749^4  +    Y$37*$J749^3   +    Y$38*$J749^2    +    Y$39*$J749   +    Y$40))","v":0.52949949227125337},{"$f":"IF(BF$16=0,0,IF(Z$36*$J749^4  +    Z$37*$J749^3   +    Z$38*$J749^2    +    Z$39*$J749   +    Z$40>1,1,Z$36*$J749^4  +    Z$37*$J749^3   +    Z$38*$J749^2    +    Z$39*$J749   +    Z$40))","v":0.52949949227125337},{"$f":"IF(BG$16=0,0,IF(AA$36*$J749^4  +    AA$37*$J749^3   +    AA$38*$J749^2    +    AA$39*$J749   +    AA$40>1,1,AA$36*$J749^4  +    AA$37*$J749^3   +    AA$38*$J749^2    +    AA$39*$J749   +    AA$40))","v":0.52949949227125337},{"$f":"IF(BH$16=0,0,IF(AB$36*$J749^4  +    AB$37*$J749^3   +    AB$38*$J749^2    +    AB$39*$J749   +    AB$40>1,1,AB$36*$J749^4  +    AB$37*$J749^3   +    AB$38*$J749^2    +    AB$39*$J749   +    AB$40))","v":0.52949949227125337},{"$f":"IF(BI$16=0,0,IF(AC$36*$J749^4  +    AC$37*$J749^3   +    AC$38*$J749^2    +    AC$39*$J749   +    AC$40>1,1,AC$36*$J749^4  +    AC$37*$J749^3   +    AC$38*$J749^2    +    AC$39*$J749   +    AC$40))","v":0.52949949227125337},{"$f":"IF(BJ$16=0,0,IF(AD$36*$J749^4  +    AD$37*$J749^3   +    AD$38*$J749^2    +    AD$39*$J749   +    AD$40>1,1,AD$36*$J749^4  +    AD$37*$J749^3   +    AD$38*$J749^2    +    AD$39*$J749   +    AD$40))","v":0.52949949227125337},null,7.0399999999998943,{"$f":"IF(AG$43<>0,INDEX(K$45:K$1045, MATCH($AF749*(AG$43/24), $J$45:$J$1045)), 0)","v":0},{"$f":"IF(AH$43<>0,INDEX(L$45:L$1045, MATCH($AF749*(AH$43/24), $J$45:$J$1045)), 0)","v":0},{"$f":"IF(AI$43<>0,INDEX(M$45:M$1045, MATCH($AF749*(AI$43/24), $J$45:$J$1045)), 0)","v":0},{"$f":"IF(AJ$43<>0,INDEX(N$45:N$1045, MATCH($AF749*(AJ$43/24), $J$45:$J$1045)), 0)","v":0},{"$f":"IF(AK$43<>0,INDEX(O$45:O$1045, MATCH($AF749*(AK$43/24), $J$45:$J$1045)), 0)","v":0},{"$f":"IF(AL$43<>0,INDEX(P$45:P$1045, MATCH($AF749*(AL$43/24), $J$45:$J$1045)), 0)","v":0},{"$f":"IF(AM$43<>0,INDEX(Q$45:Q$1045, MATCH($AF749*(AM$43/24), $J$45:$J$1045)), 0)","v":0},{"$f":"IF(AN$43<>0,INDEX(R$45:R$1045, MATCH($AF749*(AN$43/24), $J$45:$J$1045)), 0)","v":0},{"$f":"IF(AO$43<>0,INDEX(S$45:S$1045, MATCH($AF749*(AO$43/24), $J$45:$J$1045)), 0)","v":0},{"$f":"IF(AP$43<>0,INDEX(T$45:T$1045, MATCH($AF749*(AP$43/24), $J$45:$J$1045)), 0)","v":0},{"$f":"IF(AQ$43<>0,INDEX(U$45:U$1045, MATCH($AF749*(AQ$43/24), $J$45:$J$1045)), 0)","v":0},{"$f":"IF(AR$43<>0,INDEX(V$45:V$1045, MATCH($AF749*(AR$43/24), $J$45:$J$1045)), 0)","v":0},{"$f":"IF(AS$43<>0,INDEX(W$45:W$1045, MATCH($AF749*(AS$43/24), $J$45:$J$1045)), 0)","v":0},{"$f":"IF(AT$43<>0,INDEX(X$45:X$1045, MATCH($AF749*(AT$43/24), $J$45:$J$1045)), 0)","v":0},{"$f":"IF(AU$43<>0,INDEX(Y$45:Y$1045, MATCH($AF749*(AU$43/24), $J$45:$J$1045)), 0)","v":0},{"$f":"IF(AV$43<>0,INDEX(Z$45:Z$1045, MATCH($AF749*(AV$43/24), $J$45:$J$1045)), 0)","v":0},{"$f":"IF(AW$43<>0,INDEX(AA$45:AA$1045, MATCH($AF749*(AW$43/24), $J$45:$J$1045)), 0)","v":0},{"$f":"IF(AX$43<>0,INDEX(AB$45:AB$1045, MATCH($AF749*(AX$43/24), $J$45:$J$1045)), 0)","v":0},{"$f":"IF(AY$43<>0,INDEX(AC$45:AC$1045, MATCH($AF749*(AY$43/24), $J$45:$J$1045)), 0)","v":0},{"$f":"IF(AZ$43<>0,INDEX(AD$45:AD$1045, MATCH($AF749*(AZ$43/24), $J$45:$J$1045)), 0)","v":0}]
[null,null,null,null,null,null,null,null,null,{"$f":"J749+0.01","v":7.0499999999998941},0.53114289458716057,0.53114289458716057,0.53114289458716057,0.53114289458716057,0.53114289458716057,0.53114289458716057,0.53114289458716057,0.53114289458716057,0.53114289458716057,0.53114289458716057,0.53114289458716057,0.53114289458716057,0.53114289458716057,0.53114289458716057,0.53114289458716057,0.53114289458716057,0.53114289458716057,0.53114289458716057,0.53114289458716057,0.53114289458716057,null,{"$f":"AF749+0.01","v":7.0499999999998941},0,0,0,0,0,0,0,0,0,0,0,0,0,0,0,0,0,0,0,0]
[null,null,null,null,null,null,null,null,null,7.0599999999998939,0.5327913718743601,0.5327913718743601,0.5327913718743601,0.5327913718743601,0.5327913718743601,0.5327913718743601,0.5327913718743601,0.5327913718743601,0.5327913718743601,0.5327913718743601,0.5327913718743601,0.5327913718743601,0.5327913718743601,0.5327913718743601,0.5327913718743601,0.5327913718743601,0.5327913718743601,0.5327913718743601,0.5327913718743601,0.5327913718743601,null,7.0599999999998939,0,0,0,0,0,0,0,0,0,0,0,0,0,0,0,0,0,0,0,0]
[null,null,null,null,null,null,null,null,null,7.0699999999998937,0.5344449363459246,0.5344449363459246,0.5344449363459246,0.5344449363459246,0.5344449363459246,0.5344449363459246,0.5344449363459246,0.5344449363459246,0.5344449363459246,0.5344449363459246,0.5344449363459246,0.5344449363459246,0.5344449363459246,0.5344449363459246,0.5344449363459246,0.5344449363459246,0.5344449363459246,0.5344449363459246,0.5344449363459246,0.5344449363459246,null,7.0699999999998937,0,0,0,0,0,0,0,0,0,0,0,0,0,0,0,0,0,0,0,0]
[null,null,null,null,null,null,null,null,null,7.0799999999998935,0.53610360022527292,0.53610360022527292,0.53610360022527292,0.53610360022527292,0.53610360022527292,0.53610360022527292,0.53610360022527292,0.53610360022527292,0.53610360022527292,0.53610360022527292,0.53610360022527292,0.53610360022527292,0.53610360022527292,0.53610360022527292,0.53610360022527292,0.53610360022527292,0.53610360022527292,0.53610360022527292,0.53610360022527292,0.53610360022527292,null,7.0799999999998935,0,0,0,0,0,0,0,0,0,0,0,0,0,0,0,0,0,0,0,0]
[null,null,null,null,null,null,null,null,null,7.0899999999998933,0.53776737574616984,0.53776737574616984,0.53776737574616984,0.53776737574616984,0.53776737574616984,0.53776737574616984,0.53776737574616984,0.53776737574616984,0.53776737574616984,0.53776737574616984,0.53776737574616984,0.53776737574616984,0.53776737574616984,0.53776737574616984,0.53776737574616984,0.53776737574616984,0.53776737574616984,0.53776737574616984,0.53776737574616984,0.53776737574616984,null,7.0899999999998933,0,0,0,0,0,0,0,0,0,0,0,0,0,0,0,0,0,0,0,0]
[null,null,null,null,null,null,null,null,null,7.0999999999998931,0.5394362751527263,0.5394362751527263,0.5394362751527263,0.5394362751527263,0.5394362751527263,0.5394362751527263,0.5394362751527263,0.5394362751527263,0.5394362751527263,0.5394362751527263,0.5394362751527263,0.5394362751527263,0.5394362751527263,0.5394362751527263,0.5394362751527263,0.5394362751527263,0.5394362751527263,0.5394362751527263,0.5394362751527263,0.5394362751527263,null,7.0999999999998931,0,0,0,0,0,0,0,0,0,0,0,0,0,0,0,0,0,0,0,0]
[null,null,null,null,null,null,null,null,null,7.1099999999998929,0.54111031069939863,0.54111031069939863,0.54111031069939863,0.54111031069939863,0.54111031069939863,0.54111031069939863,0.54111031069939863,0.54111031069939863,0.54111031069939863,0.54111031069939863,0.54111031069939863,0.54111031069939863,0.54111031069939863,0.54111031069939863,0.54111031069939863,0.54111031069939863,0.54111031069939863,0.54111031069939863,0.54111031069939863,0.54111031069939863,null,7.1099999999998929,0,0,0,0,0,0,0,0,0,0,0,0,0,0,0,0,0,0,0,0]
[null,null,null,null,null,null,null,null,null,7.1199999999998926,0.54278949465099002,0.54278949465099002,0.54278949465099002,0.54278949465099002,0.54278949465099002,0.54278949465099002,0.54278949465099002,0.54278949465099002,0.54278949465099002,0.54278949465099002,0.54278949465099002,0.54278949465099002,0.54278949465099002,0.54278949465099002,0.54278949465099002,0.54278949465099002,0.54278949465099002,0.54278949465099002,0.54278949465099002,0.54278949465099002,null,7.1199999999998926,0,0,0,0,0,0,0,0,0,0,0,0,0,0,0,0,0,0,0,0]
[null,null,null,null,null,null,null,null,null,7.1299999999998924,0.54447383928264881,0.54447383928264881,0.54447383928264881,0.54447383928264881,0.54447383928264881,0.54447383928264881,0.54447383928264881,0.54447383928264881,0.54447383928264881,0.54447383928264881,0.54447383928264881,0.54447383928264881,0.54447383928264881,0.54447383928264881,0.54447383928264881,0.54447383928264881,0.54447383928264881,0.54447383928264881,0.54447383928264881,0.54447383928264881,null,7.1299999999998924,0,0,0,0,0,0,0,0,0,0,0,0,0,0,0,0,0,0,0,0]
[null,null,null,null,null,null,null,null,null,7.1399999999998922,0.54616335687986994,0.54616335687986994,0.54616335687986994,0.54616335687986994,0.54616335687986994,0.54616335687986994,0.54616335687986994,0.54616335687986994,0.54616335687986994,0.54616335687986994,0.54616335687986994,0.54616335687986994,0.54616335687986994,0.54616335687986994,0.54616335687986994,0.54616335687986994,0.54616335687986994,0.54616335687986994,0.54616335687986994,0.54616335687986994,null,7.1399999999998922,0,0,0,0,0,0,0,0,0,0,0,0,0,0,0,0,0,0,0,0]
[null,null,null,null,null,null,null,null,null,7.149999999999892,0.54785805973849433,0.54785805973849433,0.54785805973849433,0.54785805973849433,0.54785805973849433,0.54785805973849433,0.54785805973849433,0.54785805973849433,0.54785805973849433,0.54785805973849433,0.54785805973849433,0.54785805973849433,0.54785805973849433,0.54785805973849433,0.54785805973849433,0.54785805973849433,0.54785805973849433,0.54785805973849433,0.54785805973849433,0.54785805973849433,null,7.149999999999892,0,0,0,0,0,0,0,0,0,0,0,0,0,0,0,0,0,0,0,0]
[null,null,null,null,null,null,null,null,null,7.1599999999998918,0.54955796016470837,0.54955796016470837,0.54955796016470837,0.54955796016470837,0.54955796016470837,0.54955796016470837,0.54955796016470837,0.54955796016470837,0.54955796016470837,0.54955796016470837,0.54955796016470837,0.54955796016470837,0.54955796016470837,0.54955796016470837,0.54955796016470837,0.54955796016470837,0.54955796016470837,0.54955796016470837,0.54955796016470837,0.54955796016470837,null,7.1599999999998918,0,0,0,0,0,0,0,0,0,0,0,0,0,0,0,0,0,0,0,0]
[null,null,null,null,null,null,null,null,null,7.1699999999998916,0.55126307047504486,0.55126307047504486,0.55126307047504486,0.55126307047504486,0.55126307047504486,0.55126307047504486,0.55126307047504486,0.55126307047504486,0.55126307047504486,0.55126307047504486,0.55126307047504486,0.55126307047504486,0.55126307047504486,0.55126307047504486,0.55126307047504486,0.55126307047504486,0.55126307047504486,0.55126307047504486,0.55126307047504486,0.55126307047504486,null,7.1699999999998916,0,0,0,0,0,0,0,0,0,0,0,0,0,0,0,0,0,0,0,0]
[null,null,null,null,null,null,null,null,null,7.1799999999998914,0.55297340299638253,0.55297340299638253,0.55297340299638253,0.55297340299638253,0.55297340299638253,0.55297340299638253,0.55297340299638253,0.55297340299638253,0.55297340299638253,0.55297340299638253,0.55297340299638253,0.55297340299638253,0.55297340299638253,0.55297340299638253,0.55297340299638253,0.55297340299638253,0.55297340299638253,0.55297340299638253,0.55297340299638253,0.55297340299638253,null,7.1799999999998914,0,0,0,0,0,0,0,0,0,0,0,0,0,0,0,0,0,0,0,0]
[null,null,null,null,null,null,null,null,null,7.1899999999998911,0.55468897006594609,0.55468897006594609,0.55468897006594609,0.55468897006594609,0.55468897006594609,0.55468897006594609,0.55468897006594609,0.55468897006594609,0.55468897006594609,0.55468897006594609,0.55468897006594609,0.55468897006594609,0.55468897006594609,0.55468897006594609,0.55468897006594609,0.55468897006594609,0.55468897006594609,0.55468897006594609,0.55468897006594609,0.55468897006594609,null,7.1899999999998911,0,0,0,0,0,0,0,0,0,0,0,0,0,0,0,0,0,0,0,0]
[null,null,null,null,null,null,null,null,null,7.1999999999998909,0.55640978403130614,0.55640978403130614,0.55640978403130614,0.55640978403130614,0.55640978403130614,0.55640978403130614,0.55640978403130614,0.55640978403130614,0.55640978403130614,0.55640978403130614,0.55640978403130614,0.55640978403130614,0.55640978403130614,0.55640978403130614,0.55640978403130614,0.55640978403130614,0.55640978403130614,0.55640978403130614,0.55640978403130614,0.55640978403130614,null,7.1999999999998909,0,0,0,0,0,0,0,0,0,0,0,0,0,0,0,0,0,0,0,0]
[null,null,null,null,null,null,null,null,null,7.2099999999998907,0.55813585725037962,0.55813585725037962,0.55813585725037962,0.55813585725037962,0.55813585725037962,0.55813585725037962,0.55813585725037962,0.55813585725037962,0.55813585725037962,0.55813585725037962,0.55813585725037962,0.55813585725037962,0.55813585725037962,0.55813585725037962,0.55813585725037962,0.55813585725037962,0.55813585725037962,0.55813585725037962,0.55813585725037962,0.55813585725037962,null,7.2099999999998907,0,0,0,0,0,0,0,0,0,0,0,0,0,0,0,0,0,0,0,0]
[null,null,null,null,null,null,null,null,null,7.2199999999998905,0.55986720209142893,0.55986720209142893,0.55986720209142893,0.55986720209142893,0.55986720209142893,0.55986720209142893,0.55986720209142893,0.55986720209142893,0.55986720209142893,0.55986720209142893,0.55986720209142893,0.55986720209142893,0.55986720209142893,0.55986720209142893,0.55986720209142893,0.55986720209142893,0.55986720209142893,0.55986720209142893,0.55986720209142893,0.55986720209142893,null,7.2199999999998905,0,0,0,0,0,0,0,0,0,0,0,0,0,0,0,0,0,0,0,0]
[null,null,null,null,null,null,null,null,null,7.2299999999998903,0.56160383093306276,0.56160383093306276,0.56160383093306276,0.56160383093306276,0.56160383093306276,0.56160383093306276,0.56160383093306276,0.56160383093306276,0.56160383093306276,0.56160383093306276,0.56160383093306276,0.56160383093306276,0.56160383093306276,0.56160383093306276,0.56160383093306276,0.56160383093306276,0.56160383093306276,0.56160383093306276,0.56160383093306276,0.56160383093306276,null,7.2299999999998903,0,0,0,0,0,0,0,0,0,0,0,0,0,0,0,0,0,0,0,0]
[null,null,null,null,null,null,null,null,null,7.2399999999998901,0.56334575616423588,0.56334575616423588,0.56334575616423588,0.56334575616423588,0.56334575616423588,0.56334575616423588,0.56334575616423588,0.56334575616423588,0.56334575616423588,0.56334575616423588,0.56334575616423588,0.56334575616423588,0.56334575616423588,0.56334575616423588,0.56334575616423588,0.56334575616423588,0.56334575616423588,0.56334575616423588,0.56334575616423588,0.56334575616423588,null,7.2399999999998901,0,0,0,0,0,0,0,0,0,0,0,0,0,0,0,0,0,0,0,0]
[null,null,null,null,null,null,null,null,null,7.2499999999998899,0.56509299018424886,0.56509299018424886,0.56509299018424886,0.56509299018424886,0.56509299018424886,0.56509299018424886,0.56509299018424886,0.56509299018424886,0.56509299018424886,0.56509299018424886,0.56509299018424886,0.56509299018424886,0.56509299018424886,0.56509299018424886,0.56509299018424886,0.56509299018424886,0.56509299018424886,0.56509299018424886,0.56509299018424886,0.56509299018424886,null,7.2499999999998899,0,0,0,0,0,0,0,0,0,0,0,0,0,0,0,0,0,0,0,0]
[null,null,null,null,null,null,null,null,null,7.2599999999998897,0.56684554540274845,0.56684554540274845,0.56684554540274845,0.56684554540274845,0.56684554540274845,0.56684554540274845,0.56684554540274845,0.56684554540274845,0.56684554540274845,0.56684554540274845,0.56684554540274845,0.56684554540274845,0.56684554540274845,0.56684554540274845,0.56684554540274845,0.56684554540274845,0.56684554540274845,0.56684554540274845,0.56684554540274845,0.56684554540274845,null,7.2599999999998897,0,0,0,0,0,0,0,0,0,0,0,0,0,0,0,0,0,0,0,0]
[null,null,null,null,null,null,null,null,null,7.2699999999998894,0.56860343423972726,0.56860343423972726,0.56860343423972726,0.56860343423972726,0.56860343423972726,0.56860343423972726,0.56860343423972726,0.56860343423972726,0.56860343423972726,0.56860343423972726,0.56860343423972726,0.56860343423972726,0.56860343423972726,0.56860343423972726,0.56860343423972726,0.56860343423972726,0.56860343423972726,0.56860343423972726,0.56860343423972726,0.56860343423972726,null,7.2699999999998894,0,0,0,0,0,0,0,0,0,0,0,0,0,0,0,0,0,0,0,0]
[null,null,null,null,null,null,null,null,null,7.2799999999998892,0.5703666691255237,0.5703666691255237,0.5703666691255237,0.5703666691255237,0.5703666691255237,0.5703666691255237,0.5703666691255237,0.5703666691255237,0.5703666691255237,0.5703666691255237,0.5703666691255237,0.5703666691255237,0.5703666691255237,0.5703666691255237,0.5703666691255237,0.5703666691255237,0.5703666691255237,0.5703666691255237,0.5703666691255237,0.5703666691255237,null,7.2799999999998892,0,0,0,0,0,0,0,0,0,0,0,0,0,0,0,0,0,0,0,0]
[null,null,null,null,null,null,null,null,null,7.289999999999889,0.57213526250082269,0.57213526250082269,0.57213526250082269,0.57213526250082269,0.57213526250082269,0.57213526250082269,0.57213526250082269,0.57213526250082269,0.57213526250082269,0.57213526250082269,0.57213526250082269,0.57213526250082269,0.57213526250082269,0.57213526250082269,0.57213526250082269,0.57213526250082269,0.57213526250082269,0.57213526250082269,0.57213526250082269,0.57213526250082269,null,7.289999999999889,0,0,0,0,0,0,0,0,0,0,0,0,0,0,0,0,0,0,0,0]
[null,null,null,null,null,null,null,null,null,7.2999999999998888,0.5739092268166549,0.5739092268166549,0.5739092268166549,0.5739092268166549,0.5739092268166549,0.5739092268166549,0.5739092268166549,0.5739092268166549,0.5739092268166549,0.5739092268166549,0.5739092268166549,0.5739092268166549,0.5739092268166549,0.5739092268166549,0.5739092268166549,0.5739092268166549,0.5739092268166549,0.5739092268166549,0.5739092268166549,0.5739092268166549,null,7.2999999999998888,0,0,0,0,0,0,0,0,0,0,0,0,0,0,0,0,0,0,0,0]
[null,null,null,null,null,null,null,null,null,7.3099999999998886,0.57568857453439659,0.57568857453439659,0.57568857453439659,0.57568857453439659,0.57568857453439659,0.57568857453439659,0.57568857453439659,0.57568857453439659,0.57568857453439659,0.57568857453439659,0.57568857453439659,0.57568857453439659,0.57568857453439659,0.57568857453439659,0.57568857453439659,0.57568857453439659,0.57568857453439659,0.57568857453439659,0.57568857453439659,0.57568857453439659,null,7.3099999999998886,0,0,0,0,0,0,0,0,0,0,0,0,0,0,0,0,0,0,0,0]
[null,null,null,null,null,null,null,null,null,7.3199999999998884,0.57747331812577063,0.57747331812577063,0.57747331812577063,0.57747331812577063,0.57747331812577063,0.57747331812577063,0.57747331812577063,0.57747331812577063,0.57747331812577063,0.57747331812577063,0.57747331812577063,0.57747331812577063,0.57747331812577063,0.57747331812577063,0.57747331812577063,0.57747331812577063,0.57747331812577063,0.57747331812577063,0.57747331812577063,0.57747331812577063,null,7.3199999999998884,0,0,0,0,0,0,0,0,0,0,0,0,0,0,0,0,0,0,0,0]
[null,null,null,null,null,null,null,null,null,7.3299999999998882,0.57926347007284551,0.57926347007284551,0.57926347007284551,0.57926347007284551,0.57926347007284551,0.57926347007284551,0.57926347007284551,0.57926347007284551,0.57926347007284551,0.57926347007284551,0.57926347007284551,0.57926347007284551,0.57926347007284551,0.57926347007284551,0.57926347007284551,0.57926347007284551,0.57926347007284551,0.57926347007284551,0.57926347007284551,0.57926347007284551,null,7.3299999999998882,0,0,0,0,0,0,0,0,0,0,0,0,0,0,0,0,0,0,0,0]
[null,null,null,null,null,null,null,null,null,7.3399999999998879,0.58105904286803589,0.58105904286803589,0.58105904286803589,0.58105904286803589,0.58105904286803589,0.58105904286803589,0.58105904286803589,0.58105904286803589,0.58105904286803589,0.58105904286803589,0.58105904286803589,0.58105904286803589,0.58105904286803589,0.58105904286803589,0.58105904286803589,0.58105904286803589,0.58105904286803589,0.58105904286803589,0.58105904286803589,0.58105904286803589,null,7.3399999999998879,0,0,0,0,0,0,0,0,0,0,0,0,0,0,0,0,0,0,0,0]
[null,null,null,null,null,null,null,null,null,7.3499999999998877,0.58286004901410216,0.58286004901410216,0.58286004901410216,0.58286004901410216,0.58286004901410216,0.58286004901410216,0.58286004901410216,0.58286004901410216,0.58286004901410216,0.58286004901410216,0.58286004901410216,0.58286004901410216,0.58286004901410216,0.58286004901410216,0.58286004901410216,0.58286004901410216,0.58286004901410216,0.58286004901410216,0.58286004901410216,0.58286004901410216,null,7.3499999999998877,0,0,0,0,0,0,0,0,0,0,0,0,0,0,0,0,0,0,0,0]
[null,null,null,null,null,null,null,null,null,7.3599999999998875,0.58466650102415119,0.58466650102415119,0.58466650102415119,0.58466650102415119,0.58466650102415119,0.58466650102415119,0.58466650102415119,0.58466650102415119,0.58466650102415119,0.58466650102415119,0.58466650102415119,0.58466650102415119,0.58466650102415119,0.58466650102415119,0.58466650102415119,0.58466650102415119,0.58466650102415119,0.58466650102415119,0.58466650102415119,0.58466650102415119,null,7.3599999999998875,0,0,0,0,0,0,0,0,0,0,0,0,0,0,0,0,0,0,0,0]
[null,null,null,null,null,null,null,null,null,7.3699999999998873,0.58647841142163537,0.58647841142163537,0.58647841142163537,0.58647841142163537,0.58647841142163537,0.58647841142163537,0.58647841142163537,0.58647841142163537,0.58647841142163537,0.58647841142163537,0.58647841142163537,0.58647841142163537,0.58647841142163537,0.58647841142163537,0.58647841142163537,0.58647841142163537,0.58647841142163537,0.58647841142163537,0.58647841142163537,0.58647841142163537,null,7.3699999999998873,0,0,0,0,0,0,0,0,0,0,0,0,0,0,0,0,0,0,0,0]
[null,null,null,null,null,null,null,null,null,7.3799999999998871,0.58829579274035326,0.58829579274035326,0.58829579274035326,0.58829579274035326,0.58829579274035326,0.58829579274035326,0.58829579274035326,0.58829579274035326,0.58829579274035326,0.58829579274035326,0.58829579274035326,0.58829579274035326,0.58829579274035326,0.58829579274035326,0.58829579274035326,0.58829579274035326,0.58829579274035326,0.58829579274035326,0.58829579274035326,0.58829579274035326,null,7.3799999999998871,0,0,0,0,0,0,0,0,0,0,0,0,0,0,0,0,0,0,0,0]
[null,null,null,null,null,null,null,null,null,7.3899999999998869,0.59011865752444959,0.59011865752444959,0.59011865752444959,0.59011865752444959,0.59011865752444959,0.59011865752444959,0.59011865752444959,0.59011865752444959,0.59011865752444959,0.59011865752444959,0.59011865752444959,0.59011865752444959,0.59011865752444959,0.59011865752444959,0.59011865752444959,0.59011865752444959,0.59011865752444959,0.59011865752444959,0.59011865752444959,0.59011865752444959,null,7.3899999999998869,0,0,0,0,0,0,0,0,0,0,0,0,0,0,0,0,0,0,0,0]
[null,null,null,null,null,null,null,null,null,7.3999999999998867,0.59194701832841468,0.59194701832841468,0.59194701832841468,0.59194701832841468,0.59194701832841468,0.59194701832841468,0.59194701832841468,0.59194701832841468,0.59194701832841468,0.59194701832841468,0.59194701832841468,0.59194701832841468,0.59194701832841468,0.59194701832841468,0.59194701832841468,0.59194701832841468,0.59194701832841468,0.59194701832841468,0.59194701832841468,0.59194701832841468,null,7.3999999999998867,0,0,0,0,0,0,0,0,0,0,0,0,0,0,0,0,0,0,0,0]
[null,null,null,null,null,null,null,null,null,7.4099999999998865,0.59378088771708515,0.59378088771708515,0.59378088771708515,0.59378088771708515,0.59378088771708515,0.59378088771708515,0.59378088771708515,0.59378088771708515,0.59378088771708515,0.59378088771708515,0.59378088771708515,0.59378088771708515,0.59378088771708515,0.59378088771708515,0.59378088771708515,0.59378088771708515,0.59378088771708515,0.59378088771708515,0.59378088771708515,0.59378088771708515,null,7.4099999999998865,0,0,0,0,0,0,0,0,0,0,0,0,0,0,0,0,0,0,0,0]
[null,null,null,null,null,null,null,null,null,7.4199999999998862,0.59562027826564357,0.59562027826564357,0.59562027826564357,0.59562027826564357,0.59562027826564357,0.59562027826564357,0.59562027826564357,0.59562027826564357,0.59562027826564357,0.59562027826564357,0.59562027826564357,0.59562027826564357,0.59562027826564357,0.59562027826564357,0.59562027826564357,0.59562027826564357,0.59562027826564357,0.59562027826564357,0.59562027826564357,0.59562027826564357,null,7.4199999999998862,0,0,0,0,0,0,0,0,0,0,0,0,0,0,0,0,0,0,0,0]
[null,null,null,null,null,null,null,null,null,7.429999999999886,0.59746520255961832,0.59746520255961832,0.59746520255961832,0.59746520255961832,0.59746520255961832,0.59746520255961832,0.59746520255961832,0.59746520255961832,0.59746520255961832,0.59746520255961832,0.59746520255961832,0.59746520255961832,0.59746520255961832,0.59746520255961832,0.59746520255961832,0.59746520255961832,0.59746520255961832,0.59746520255961832,0.59746520255961832,0.59746520255961832,null,7.429999999999886,0,0,0,0,0,0,0,0,0,0,0,0,0,0,0,0,0,0,0,0]
[null,null,null,null,null,null,null,null,null,7.4399999999998858,0.59931567319488421,0.59931567319488421,0.59931567319488421,0.59931567319488421,0.59931567319488421,0.59931567319488421,0.59931567319488421,0.59931567319488421,0.59931567319488421,0.59931567319488421,0.59931567319488421,0.59931567319488421,0.59931567319488421,0.59931567319488421,0.59931567319488421,0.59931567319488421,0.59931567319488421,0.59931567319488421,0.59931567319488421,0.59931567319488421,null,7.4399999999998858,0,0,0,0,0,0,0,0,0,0,0,0,0,0,0,0,0,0,0,0]
[null,null,null,null,null,null,null,null,null,7.4499999999998856,0.60117170277766141,0.60117170277766141,0.60117170277766141,0.60117170277766141,0.60117170277766141,0.60117170277766141,0.60117170277766141,0.60117170277766141,0.60117170277766141,0.60117170277766141,0.60117170277766141,0.60117170277766141,0.60117170277766141,0.60117170277766141,0.60117170277766141,0.60117170277766141,0.60117170277766141,0.60117170277766141,0.60117170277766141,0.60117170277766141,null,7.4499999999998856,0,0,0,0,0,0,0,0,0,0,0,0,0,0,0,0,0,0,0,0]
[null,null,null,null,null,null,null,null,null,7.4599999999998854,0.60303330392451671,0.60303330392451671,0.60303330392451671,0.60303330392451671,0.60303330392451671,0.60303330392451671,0.60303330392451671,0.60303330392451671,0.60303330392451671,0.60303330392451671,0.60303330392451671,0.60303330392451671,0.60303330392451671,0.60303330392451671,0.60303330392451671,0.60303330392451671,0.60303330392451671,0.60303330392451671,0.60303330392451671,0.60303330392451671,null,7.4599999999998854,0,0,0,0,0,0,0,0,0,0,0,0,0,0,0,0,0,0,0,0]
[null,null,null,null,null,null,null,null,null,7.4699999999998852,0.60490048926236251,0.60490048926236251,0.60490048926236251,0.60490048926236251,0.60490048926236251,0.60490048926236251,0.60490048926236251,0.60490048926236251,0.60490048926236251,0.60490048926236251,0.60490048926236251,0.60490048926236251,0.60490048926236251,0.60490048926236251,0.60490048926236251,0.60490048926236251,0.60490048926236251,0.60490048926236251,0.60490048926236251,0.60490048926236251,null,7.4699999999998852,0,0,0,0,0,0,0,0,0,0,0,0,0,0,0,0,0,0,0,0]
[null,null,null,null,null,null,null,null,null,7.479999999999885,0.60677327142845738,0.60677327142845738,0.60677327142845738,0.60677327142845738,0.60677327142845738,0.60677327142845738,0.60677327142845738,0.60677327142845738,0.60677327142845738,0.60677327142845738,0.60677327142845738,0.60677327142845738,0.60677327142845738,0.60677327142845738,0.60677327142845738,0.60677327142845738,0.60677327142845738,0.60677327142845738,0.60677327142845738,0.60677327142845738,null,7.479999999999885,0,0,0,0,0,0,0,0,0,0,0,0,0,0,0,0,0,0,0,0]
[null,null,null,null,null,null,null,null,null,7.4899999999998847,0.60865166307040552,0.60865166307040552,0.60865166307040552,0.60865166307040552,0.60865166307040552,0.60865166307040552,0.60865166307040552,0.60865166307040552,0.60865166307040552,0.60865166307040552,0.60865166307040552,0.60865166307040552,0.60865166307040552,0.60865166307040552,0.60865166307040552,0.60865166307040552,0.60865166307040552,0.60865166307040552,0.60865166307040552,0.60865166307040552,null,7.4899999999998847,0,0,0,0,0,0,0,0,0,0,0,0,0,0,0,0,0,0,0,0]
[null,null,null,null,null,null,null,null,null,7.4999999999998845,0.61053567684615773,0.61053567684615773,0.61053567684615773,0.61053567684615773,0.61053567684615773,0.61053567684615773,0.61053567684615773,0.61053567684615773,0.61053567684615773,0.61053567684615773,0.61053567684615773,0.61053567684615773,0.61053567684615773,0.61053567684615773,0.61053567684615773,0.61053567684615773,0.61053567684615773,0.61053567684615773,0.61053567684615773,0.61053567684615773,null,7.4999999999998845,0,0,0,0,0,0,0,0,0,0,0,0,0,0,0,0,0,0,0,0]
[null,null,null,null,null,null,null,null,null,7.5099999999998843,0.61242532542401007,0.61242532542401007,0.61242532542401007,0.61242532542401007,0.61242532542401007,0.61242532542401007,0.61242532542401007,0.61242532542401007,0.61242532542401007,0.61242532542401007,0.61242532542401007,0.61242532542401007,0.61242532542401007,0.61242532542401007,0.61242532542401007,0.61242532542401007,0.61242532542401007,0.61242532542401007,0.61242532542401007,0.61242532542401007,null,7.5099999999998843,0,0,0,0,0,0,0,0,0,0,0,0,0,0,0,0,0,0,0,0]
[null,null,null,null,null,null,null,null,null,7.5199999999998841,0.61432062148260558,0.61432062148260558,0.61432062148260558,0.61432062148260558,0.61432062148260558,0.61432062148260558,0.61432062148260558,0.61432062148260558,0.61432062148260558,0.61432062148260558,0.61432062148260558,0.61432062148260558,0.61432062148260558,0.61432062148260558,0.61432062148260558,0.61432062148260558,0.61432062148260558,0.61432062148260558,0.61432062148260558,0.61432062148260558,null,7.5199999999998841,0,0,0,0,0,0,0,0,0,0,0,0,0,0,0,0,0,0,0,0]
[null,null,null,null,null,null,null,null,null,7.5299999999998839,0.61622157771093222,0.61622157771093222,0.61622157771093222,0.61622157771093222,0.61622157771093222,0.61622157771093222,0.61622157771093222,0.61622157771093222,0.61622157771093222,0.61622157771093222,0.61622157771093222,0.61622157771093222,0.61622157771093222,0.61622157771093222,0.61622157771093222,0.61622157771093222,0.61622157771093222,0.61622157771093222,0.61622157771093222,0.61622157771093222,null,7.5299999999998839,0,0,0,0,0,0,0,0,0,0,0,0,0,0,0,0,0,0,0,0]
[null,null,null,null,null,null,null,null,null,7.5399999999998837,0.61812820680832481,0.61812820680832481,0.61812820680832481,0.61812820680832481,0.61812820680832481,0.61812820680832481,0.61812820680832481,0.61812820680832481,0.61812820680832481,0.61812820680832481,0.61812820680832481,0.61812820680832481,0.61812820680832481,0.61812820680832481,0.61812820680832481,0.61812820680832481,0.61812820680832481,0.61812820680832481,0.61812820680832481,0.61812820680832481,null,7.5399999999998837,0,0,0,0,0,0,0,0,0,0,0,0,0,0,0,0,0,0,0,0]
[null,null,null,null,null,null,null,null,null,7.5499999999998835,0.62004052148446365,0.62004052148446365,0.62004052148446365,0.62004052148446365,0.62004052148446365,0.62004052148446365,0.62004052148446365,0.62004052148446365,0.62004052148446365,0.62004052148446365,0.62004052148446365,0.62004052148446365,0.62004052148446365,0.62004052148446365,0.62004052148446365,0.62004052148446365,0.62004052148446365,0.62004052148446365,0.62004052148446365,0.62004052148446365,null,7.5499999999998835,0,0,0,0,0,0,0,0,0,0,0,0,0,0,0,0,0,0,0,0]
[null,null,null,null,null,null,null,null,null,7.5599999999998833,0.62195853445937488,0.62195853445937488,0.62195853445937488,0.62195853445937488,0.62195853445937488,0.62195853445937488,0.62195853445937488,0.62195853445937488,0.62195853445937488,0.62195853445937488,0.62195853445937488,0.62195853445937488,0.62195853445937488,0.62195853445937488,0.62195853445937488,0.62195853445937488,0.62195853445937488,0.62195853445937488,0.62195853445937488,0.62195853445937488,null,7.5599999999998833,0,0,0,0,0,0,0,0,0,0,0,0,0,0,0,0,0,0,0,0]
[null,null,null,null,null,null,null,null,null,7.569999999999883,0.62388225846343126,0.62388225846343126,0.62388225846343126,0.62388225846343126,0.62388225846343126,0.62388225846343126,0.62388225846343126,0.62388225846343126,0.62388225846343126,0.62388225846343126,0.62388225846343126,0.62388225846343126,0.62388225846343126,0.62388225846343126,0.62388225846343126,0.62388225846343126,0.62388225846343126,0.62388225846343126,0.62388225846343126,0.62388225846343126,null,7.569999999999883,0,0,0,0,0,0,0,0,0,0,0,0,0,0,0,0,0,0,0,0]
[null,null,null,null,null,null,null,null,null,7.5799999999998828,0.62581170623735127,0.62581170623735127,0.62581170623735127,0.62581170623735127,0.62581170623735127,0.62581170623735127,0.62581170623735127,0.62581170623735127,0.62581170623735127,0.62581170623735127,0.62581170623735127,0.62581170623735127,0.62581170623735127,0.62581170623735127,0.62581170623735127,0.62581170623735127,0.62581170623735127,0.62581170623735127,0.62581170623735127,0.62581170623735127,null,7.5799999999998828,0,0,0,0,0,0,0,0,0,0,0,0,0,0,0,0,0,0,0,0]
[null,null,null,null,null,null,null,null,null,7.5899999999998826,0.62774689053219912,0.62774689053219912,0.62774689053219912,0.62774689053219912,0.62774689053219912,0.62774689053219912,0.62774689053219912,0.62774689053219912,0.62774689053219912,0.62774689053219912,0.62774689053219912,0.62774689053219912,0.62774689053219912,0.62774689053219912,0.62774689053219912,0.62774689053219912,0.62774689053219912,0.62774689053219912,0.62774689053219912,0.62774689053219912,null,7.5899999999998826,0,0,0,0,0,0,0,0,0,0,0,0,0,0,0,0,0,0,0,0]
[null,null,null,null,null,null,null,null,null,7.5999999999998824,0.62968782410938529,0.62968782410938529,0.62968782410938529,0.62968782410938529,0.62968782410938529,0.62968782410938529,0.62968782410938529,0.62968782410938529,0.62968782410938529,0.62968782410938529,0.62968782410938529,0.62968782410938529,0.62968782410938529,0.62968782410938529,0.62968782410938529,0.62968782410938529,0.62968782410938529,0.62968782410938529,0.62968782410938529,0.62968782410938529,null,7.5999999999998824,0,0,0,0,0,0,0,0,0,0,0,0,0,0,0,0,0,0,0,0]
[null,null,null,null,null,null,null,null,null,7.6099999999998822,0.63163451974066609,0.63163451974066609,0.63163451974066609,0.63163451974066609,0.63163451974066609,0.63163451974066609,0.63163451974066609,0.63163451974066609,0.63163451974066609,0.63163451974066609,0.63163451974066609,0.63163451974066609,0.63163451974066609,0.63163451974066609,0.63163451974066609,0.63163451974066609,0.63163451974066609,0.63163451974066609,0.63163451974066609,0.63163451974066609,null,7.6099999999998822,0,0,0,0,0,0,0,0,0,0,0,0,0,0,0,0,0,0,0,0]
[null,null,null,null,null,null,null,null,null,7.619999999999882,0.63358699020814413,0.63358699020814413,0.63358699020814413,0.63358699020814413,0.63358699020814413,0.63358699020814413,0.63358699020814413,0.63358699020814413,0.63358699020814413,0.63358699020814413,0.63358699020814413,0.63358699020814413,0.63358699020814413,0.63358699020814413,0.63358699020814413,0.63358699020814413,0.63358699020814413,0.63358699020814413,0.63358699020814413,0.63358699020814413,null,7.619999999999882,0,0,0,0,0,0,0,0,0,0,0,0,0,0,0,0,0,0,0,0]
[null,null,null,null,null,null,null,null,null,7.6299999999998818,0.63554524830426751,0.63554524830426751,0.63554524830426751,0.63554524830426751,0.63554524830426751,0.63554524830426751,0.63554524830426751,0.63554524830426751,0.63554524830426751,0.63554524830426751,0.63554524830426751,0.63554524830426751,0.63554524830426751,0.63554524830426751,0.63554524830426751,0.63554524830426751,0.63554524830426751,0.63554524830426751,0.63554524830426751,0.63554524830426751,null,7.6299999999998818,0,0,0,0,0,0,0,0,0,0,0,0,0,0,0,0,0,0,0,0]
[null,null,null,null,null,null,null,null,null,7.6399999999998816,0.63750930683183082,0.63750930683183082,0.63750930683183082,0.63750930683183082,0.63750930683183082,0.63750930683183082,0.63750930683183082,0.63750930683183082,0.63750930683183082,0.63750930683183082,0.63750930683183082,0.63750930683183082,0.63750930683183082,0.63750930683183082,0.63750930683183082,0.63750930683183082,0.63750930683183082,0.63750930683183082,0.63750930683183082,0.63750930683183082,null,7.6399999999998816,0,0,0,0,0,0,0,0,0,0,0,0,0,0,0,0,0,0,0,0]
[null,null,null,null,null,null,null,null,null,7.6499999999998813,0.63947917860397441,0.63947917860397441,0.63947917860397441,0.63947917860397441,0.63947917860397441,0.63947917860397441,0.63947917860397441,0.63947917860397441,0.63947917860397441,0.63947917860397441,0.63947917860397441,0.63947917860397441,0.63947917860397441,0.63947917860397441,0.63947917860397441,0.63947917860397441,0.63947917860397441,0.63947917860397441,0.63947917860397441,0.63947917860397441,null,7.6499999999998813,0,0,0,0,0,0,0,0,0,0,0,0,0,0,0,0,0,0,0,0]
[null,null,null,null,null,null,null,null,null,7.6599999999998811,0.64145487644418464,0.64145487644418464,0.64145487644418464,0.64145487644418464,0.64145487644418464,0.64145487644418464,0.64145487644418464,0.64145487644418464,0.64145487644418464,0.64145487644418464,0.64145487644418464,0.64145487644418464,0.64145487644418464,0.64145487644418464,0.64145487644418464,0.64145487644418464,0.64145487644418464,0.64145487644418464,0.64145487644418464,0.64145487644418464,null,7.6599999999998811,0,0,0,0,0,0,0,0,0,0,0,0,0,0,0,0,0,0,0,0]
[null,null,null,null,null,null,null,null,null,7.6699999999998809,0.64343641318629385,0.64343641318629385,0.64343641318629385,0.64343641318629385,0.64343641318629385,0.64343641318629385,0.64343641318629385,0.64343641318629385,0.64343641318629385,0.64343641318629385,0.64343641318629385,0.64343641318629385,0.64343641318629385,0.64343641318629385,0.64343641318629385,0.64343641318629385,0.64343641318629385,0.64343641318629385,0.64343641318629385,0.64343641318629385,null,7.6699999999998809,0,0,0,0,0,0,0,0,0,0,0,0,0,0,0,0,0,0,0,0]
[null,null,null,null,null,null,null,null,null,7.6799999999998807,{"$f":"IF(AQ$16=0,0,IF(K$36*$J813^4  +    K$37*$J813^3   +    K$38*$J813^2    +    K$39*$J813   +    K$40>1,1,K$36*$J813^4  +    K$37*$J813^3   +    K$38*$J813^2    +    K$39*$J813   +    K$40))","v":0.6454238016744801},{"$f":"IF(AR$16=0,0,IF(L$36*$J813^4  +    L$37*$J813^3   +    L$38*$J813^2    +    L$39*$J813   +    L$40>1,1,L$36*$J813^4  +    L$37*$J813^3   +    L$38*$J813^2    +    L$39*$J813   +    L$40))","v":0.6454238016744801},{"$f":"IF(AS$16=0,0,IF(M$36*$J813^4  +    M$37*$J813^3   +    M$38*$J813^2    +    M$39*$J813   +    M$40>1,1,M$36*$J813^4  +    M$37*$J813^3   +    M$38*$J813^2    +    M$39*$J813   +    M$40))","v":0.6454238016744801},{"$f":"IF(AT$16=0,0,IF(N$36*$J813^4  +    N$37*$J813^3   +    N$38*$J813^2    +    N$39*$J813   +    N$40>1,1,N$36*$J813^4  +    N$37*$J813^3   +    N$38*$J813^2    +    N$39*$J813   +    N$40))","v":0.6454238016744801},{"$f":"IF(AU$16=0,0,IF(O$36*$J813^4  +    O$37*$J813^3   +    O$38*$J813^2    +    O$39*$J813   +    O$40>1,1,O$36*$J813^4  +    O$37*$J813^3   +    O$38*$J813^2    +    O$39*$J813   +    O$40))","v":0.6454238016744801},{"$f":"IF(AV$16=0,0,IF(P$36*$J813^4  +    P$37*$J813^3   +    P$38*$J813^2    +    P$39*$J813   +    P$40>1,1,P$36*$J813^4  +    P$37*$J813^3   +    P$38*$J813^2    +    P$39*$J813   +    P$40))","v":0.6454238016744801},{"$f":"IF(AW$16=0,0,IF(Q$36*$J813^4  +    Q$37*$J813^3   +    Q$38*$J813^2    +    Q$39*$J813   +    Q$40>1,1,Q$36*$J813^4  +    Q$37*$J813^3   +    Q$38*$J813^2    +    Q$39*$J813   +    Q$40))","v":0.6454238016744801},{"$f":"IF(AX$16=0,0,IF(R$36*$J813^4  +    R$37*$J813^3   +    R$38*$J813^2    +    R$39*$J813   +    R$40>1,1,R$36*$J813^4  +    R$37*$J813^3   +    R$38*$J813^2    +    R$39*$J813   +    R$40))","v":0.6454238016744801},{"$f":"IF(AY$16=0,0,IF(S$36*$J813^4  +    S$37*$J813^3   +    S$38*$J813^2    +    S$39*$J813   +    S$40>1,1,S$36*$J813^4  +    S$37*$J813^3   +    S$38*$J813^2    +    S$39*$J813   +    S$40))","v":0.6454238016744801},{"$f":"IF(AZ$16=0,0,IF(T$36*$J813^4  +    T$37*$J813^3   +    T$38*$J813^2    +    T$39*$J813   +    T$40>1,1,T$36*$J813^4  +    T$37*$J813^3   +    T$38*$J813^2    +    T$39*$J813   +    T$40))","v":0.6454238016744801},{"$f":"IF(BA$16=0,0,IF(U$36*$J813^4  +    U$37*$J813^3   +    U$38*$J813^2    +    U$39*$J813   +    U$40>1,1,U$36*$J813^4  +    U$37*$J813^3   +    U$38*$J813^2    +    U$39*$J813   +    U$40))","v":0.6454238016744801},{"$f":"IF(BB$16=0,0,IF(V$36*$J813^4  +    V$37*$J813^3   +    V$38*$J813^2    +    V$39*$J813   +    V$40>1,1,V$36*$J813^4  +    V$37*$J813^3   +    V$38*$J813^2    +    V$39*$J813   +    V$40))","v":0.6454238016744801},{"$f":"IF(BC$16=0,0,IF(W$36*$J813^4  +    W$37*$J813^3   +    W$38*$J813^2    +    W$39*$J813   +    W$40>1,1,W$36*$J813^4  +    W$37*$J813^3   +    W$38*$J813^2    +    W$39*$J813   +    W$40))","v":0.6454238016744801},{"$f":"IF(BD$16=0,0,IF(X$36*$J813^4  +    X$37*$J813^3   +    X$38*$J813^2    +    X$39*$J813   +    X$40>1,1,X$36*$J813^4  +    X$37*$J813^3   +    X$38*$J813^2    +    X$39*$J813   +    X$40))","v":0.6454238016744801},{"$f":"IF(BE$16=0,0,IF(Y$36*$J813^4  +    Y$37*$J813^3   +    Y$38*$J813^2    +    Y$39*$J813   +    Y$40>1,1,Y$36*$J813^4  +    Y$37*$J813^3   +    Y$38*$J813^2    +    Y$39*$J813   +    Y$40))","v":0.6454238016744801},{"$f":"IF(BF$16=0,0,IF(Z$36*$J813^4  +    Z$37*$J813^3   +    Z$38*$J813^2    +    Z$39*$J813   +    Z$40>1,1,Z$36*$J813^4  +    Z$37*$J813^3   +    Z$38*$J813^2    +    Z$39*$J813   +    Z$40))","v":0.6454238016744801},{"$f":"IF(BG$16=0,0,IF(AA$36*$J813^4  +    AA$37*$J813^3   +    AA$38*$J813^2    +    AA$39*$J813   +    AA$40>1,1,AA$36*$J813^4  +    AA$37*$J813^3   +    AA$38*$J813^2    +    AA$39*$J813   +    AA$40))","v":0.6454238016744801},{"$f":"IF(BH$16=0,0,IF(AB$36*$J813^4  +    AB$37*$J813^3   +    AB$38*$J813^2    +    AB$39*$J813   +    AB$40>1,1,AB$36*$J813^4  +    AB$37*$J813^3   +    AB$38*$J813^2    +    AB$39*$J813   +    AB$40))","v":0.6454238016744801},{"$f":"IF(BI$16=0,0,IF(AC$36*$J813^4  +    AC$37*$J813^3   +    AC$38*$J813^2    +    AC$39*$J813   +    AC$40>1,1,AC$36*$J813^4  +    AC$37*$J813^3   +    AC$38*$J813^2    +    AC$39*$J813   +    AC$40))","v":0.6454238016744801},{"$f":"IF(BJ$16=0,0,IF(AD$36*$J813^4  +    AD$37*$J813^3   +    AD$38*$J813^2    +    AD$39*$J813   +    AD$40>1,1,AD$36*$J813^4  +    AD$37*$J813^3   +    AD$38*$J813^2    +    AD$39*$J813   +    AD$40))","v":0.6454238016744801},null,7.6799999999998807,{"$f":"IF(AG$43<>0,INDEX(K$45:K$1045, MATCH($AF813*(AG$43/24), $J$45:$J$1045)), 0)","v":0},{"$f":"IF(AH$43<>0,INDEX(L$45:L$1045, MATCH($AF813*(AH$43/24), $J$45:$J$1045)), 0)","v":0},{"$f":"IF(AI$43<>0,INDEX(M$45:M$1045, MATCH($AF813*(AI$43/24), $J$45:$J$1045)), 0)","v":0},{"$f":"IF(AJ$43<>0,INDEX(N$45:N$1045, MATCH($AF813*(AJ$43/24), $J$45:$J$1045)), 0)","v":0},{"$f":"IF(AK$43<>0,INDEX(O$45:O$1045, MATCH($AF813*(AK$43/24), $J$45:$J$1045)), 0)","v":0},{"$f":"IF(AL$43<>0,INDEX(P$45:P$1045, MATCH($AF813*(AL$43/24), $J$45:$J$1045)), 0)","v":0},{"$f":"IF(AM$43<>0,INDEX(Q$45:Q$1045, MATCH($AF813*(AM$43/24), $J$45:$J$1045)), 0)","v":0},{"$f":"IF(AN$43<>0,INDEX(R$45:R$1045, MATCH($AF813*(AN$43/24), $J$45:$J$1045)), 0)","v":0},{"$f":"IF(AO$43<>0,INDEX(S$45:S$1045, MATCH($AF813*(AO$43/24), $J$45:$J$1045)), 0)","v":0},{"$f":"IF(AP$43<>0,INDEX(T$45:T$1045, MATCH($AF813*(AP$43/24), $J$45:$J$1045)), 0)","v":0},{"$f":"IF(AQ$43<>0,INDEX(U$45:U$1045, MATCH($AF813*(AQ$43/24), $J$45:$J$1045)), 0)","v":0},{"$f":"IF(AR$43<>0,INDEX(V$45:V$1045, MATCH($AF813*(AR$43/24), $J$45:$J$1045)), 0)","v":0},{"$f":"IF(AS$43<>0,INDEX(W$45:W$1045, MATCH($AF813*(AS$43/24), $J$45:$J$1045)), 0)","v":0},{"$f":"IF(AT$43<>0,INDEX(X$45:X$1045, MATCH($AF813*(AT$43/24), $J$45:$J$1045)), 0)","v":0},{"$f":"IF(AU$43<>0,INDEX(Y$45:Y$1045, MATCH($AF813*(AU$43/24), $J$45:$J$1045)), 0)","v":0},{"$f":"IF(AV$43<>0,INDEX(Z$45:Z$1045, MATCH($AF813*(AV$43/24), $J$45:$J$1045)), 0)","v":0},{"$f":"IF(AW$43<>0,INDEX(AA$45:AA$1045, MATCH($AF813*(AW$43/24), $J$45:$J$1045)), 0)","v":0},{"$f":"IF(AX$43<>0,INDEX(AB$45:AB$1045, MATCH($AF813*(AX$43/24), $J$45:$J$1045)), 0)","v":0},{"$f":"IF(AY$43<>0,INDEX(AC$45:AC$1045, MATCH($AF813*(AY$43/24), $J$45:$J$1045)), 0)","v":0},{"$f":"IF(AZ$43<>0,INDEX(AD$45:AD$1045, MATCH($AF813*(AZ$43/24), $J$45:$J$1045)), 0)","v":0}]
[null,null,null,null,null,null,null,null,null,{"$f":"J813+0.01","v":7.6899999999998805},0.64741705476326838,0.64741705476326838,0.64741705476326838,0.64741705476326838,0.64741705476326838,0.64741705476326838,0.64741705476326838,0.64741705476326838,0.64741705476326838,0.64741705476326838,0.64741705476326838,0.64741705476326838,0.64741705476326838,0.64741705476326838,0.64741705476326838,0.64741705476326838,0.64741705476326838,0.64741705476326838,0.64741705476326838,0.64741705476326838,null,{"$f":"AF813+0.01","v":7.6899999999998805},0,0,0,0,0,0,0,0,0,0,0,0,0,0,0,0,0,0,0,0]
[null,null,null,null,null,null,null,null,null,7.6999999999998803,0.64941618531752832,0.64941618531752832,0.64941618531752832,0.64941618531752832,0.64941618531752832,0.64941618531752832,0.64941618531752832,0.64941618531752832,0.64941618531752832,0.64941618531752832,0.64941618531752832,0.64941618531752832,0.64941618531752832,0.64941618531752832,0.64941618531752832,0.64941618531752832,0.64941618531752832,0.64941618531752832,0.64941618531752832,0.64941618531752832,null,7.6999999999998803,0,0,0,0,0,0,0,0,0,0,0,0,0,0,0,0,0,0,0,0]
[null,null,null,null,null,null,null,null,null,7.7099999999998801,0.65142120621247679,0.65142120621247679,0.65142120621247679,0.65142120621247679,0.65142120621247679,0.65142120621247679,0.65142120621247679,0.65142120621247679,0.65142120621247679,0.65142120621247679,0.65142120621247679,0.65142120621247679,0.65142120621247679,0.65142120621247679,0.65142120621247679,0.65142120621247679,0.65142120621247679,0.65142120621247679,0.65142120621247679,0.65142120621247679,null,7.7099999999998801,0,0,0,0,0,0,0,0,0,0,0,0,0,0,0,0,0,0,0,0]
[null,null,null,null,null,null,null,null,null,7.7199999999998798,0.65343213033367586,0.65343213033367586,0.65343213033367586,0.65343213033367586,0.65343213033367586,0.65343213033367586,0.65343213033367586,0.65343213033367586,0.65343213033367586,0.65343213033367586,0.65343213033367586,0.65343213033367586,0.65343213033367586,0.65343213033367586,0.65343213033367586,0.65343213033367586,0.65343213033367586,0.65343213033367586,0.65343213033367586,0.65343213033367586,null,7.7199999999998798,0,0,0,0,0,0,0,0,0,0,0,0,0,0,0,0,0,0,0,0]
[null,null,null,null,null,null,null,null,null,7.7299999999998796,0.65544897057703388,0.65544897057703388,0.65544897057703388,0.65544897057703388,0.65544897057703388,0.65544897057703388,0.65544897057703388,0.65544897057703388,0.65544897057703388,0.65544897057703388,0.65544897057703388,0.65544897057703388,0.65544897057703388,0.65544897057703388,0.65544897057703388,0.65544897057703388,0.65544897057703388,0.65544897057703388,0.65544897057703388,0.65544897057703388,null,7.7299999999998796,0,0,0,0,0,0,0,0,0,0,0,0,0,0,0,0,0,0,0,0]
[null,null,null,null,null,null,null,null,null,7.7399999999998794,0.65747173984880503,0.65747173984880503,0.65747173984880503,0.65747173984880503,0.65747173984880503,0.65747173984880503,0.65747173984880503,0.65747173984880503,0.65747173984880503,0.65747173984880503,0.65747173984880503,0.65747173984880503,0.65747173984880503,0.65747173984880503,0.65747173984880503,0.65747173984880503,0.65747173984880503,0.65747173984880503,0.65747173984880503,0.65747173984880503,null,7.7399999999998794,0,0,0,0,0,0,0,0,0,0,0,0,0,0,0,0,0,0,0,0]
[null,null,null,null,null,null,null,null,null,7.7499999999998792,0.65950045106558985,0.65950045106558985,0.65950045106558985,0.65950045106558985,0.65950045106558985,0.65950045106558985,0.65950045106558985,0.65950045106558985,0.65950045106558985,0.65950045106558985,0.65950045106558985,0.65950045106558985,0.65950045106558985,0.65950045106558985,0.65950045106558985,0.65950045106558985,0.65950045106558985,0.65950045106558985,0.65950045106558985,0.65950045106558985,null,7.7499999999998792,0,0,0,0,0,0,0,0,0,0,0,0,0,0,0,0,0,0,0,0]
[null,null,null,null,null,null,null,null,null,7.759999999999879,0.66153511715433455,0.66153511715433455,0.66153511715433455,0.66153511715433455,0.66153511715433455,0.66153511715433455,0.66153511715433455,0.66153511715433455,0.66153511715433455,0.66153511715433455,0.66153511715433455,0.66153511715433455,0.66153511715433455,0.66153511715433455,0.66153511715433455,0.66153511715433455,0.66153511715433455,0.66153511715433455,0.66153511715433455,0.66153511715433455,null,7.759999999999879,0,0,0,0,0,0,0,0,0,0,0,0,0,0,0,0,0,0,0,0]
[null,null,null,null,null,null,null,null,null,7.7699999999998788,0.66357575105233135,0.66357575105233135,0.66357575105233135,0.66357575105233135,0.66357575105233135,0.66357575105233135,0.66357575105233135,0.66357575105233135,0.66357575105233135,0.66357575105233135,0.66357575105233135,0.66357575105233135,0.66357575105233135,0.66357575105233135,0.66357575105233135,0.66357575105233135,0.66357575105233135,0.66357575105233135,0.66357575105233135,0.66357575105233135,null,7.7699999999998788,0,0,0,0,0,0,0,0,0,0,0,0,0,0,0,0,0,0,0,0]
[null,null,null,null,null,null,null,null,null,7.7799999999998786,0.66562236570721867,0.66562236570721867,0.66562236570721867,0.66562236570721867,0.66562236570721867,0.66562236570721867,0.66562236570721867,0.66562236570721867,0.66562236570721867,0.66562236570721867,0.66562236570721867,0.66562236570721867,0.66562236570721867,0.66562236570721867,0.66562236570721867,0.66562236570721867,0.66562236570721867,0.66562236570721867,0.66562236570721867,0.66562236570721867,null,7.7799999999998786,0,0,0,0,0,0,0,0,0,0,0,0,0,0,0,0,0,0,0,0]
[null,null,null,null,null,null,null,null,null,7.7899999999998784,0.66767497407698051,0.66767497407698051,0.66767497407698051,0.66767497407698051,0.66767497407698051,0.66767497407698051,0.66767497407698051,0.66767497407698051,0.66767497407698051,0.66767497407698051,0.66767497407698051,0.66767497407698051,0.66767497407698051,0.66767497407698051,0.66767497407698051,0.66767497407698051,0.66767497407698051,0.66767497407698051,0.66767497407698051,0.66767497407698051,null,7.7899999999998784,0,0,0,0,0,0,0,0,0,0,0,0,0,0,0,0,0,0,0,0]
[null,null,null,null,null,null,null,null,null,7.7999999999998781,0.66973358912994729,0.66973358912994729,0.66973358912994729,0.66973358912994729,0.66973358912994729,0.66973358912994729,0.66973358912994729,0.66973358912994729,0.66973358912994729,0.66973358912994729,0.66973358912994729,0.66973358912994729,0.66973358912994729,0.66973358912994729,0.66973358912994729,0.66973358912994729,0.66973358912994729,0.66973358912994729,0.66973358912994729,0.66973358912994729,null,7.7999999999998781,0,0,0,0,0,0,0,0,0,0,0,0,0,0,0,0,0,0,0,0]
[null,null,null,null,null,null,null,null,null,7.8099999999998779,0.67179822384479537,0.67179822384479537,0.67179822384479537,0.67179822384479537,0.67179822384479537,0.67179822384479537,0.67179822384479537,0.67179822384479537,0.67179822384479537,0.67179822384479537,0.67179822384479537,0.67179822384479537,0.67179822384479537,0.67179822384479537,0.67179822384479537,0.67179822384479537,0.67179822384479537,0.67179822384479537,0.67179822384479537,0.67179822384479537,null,7.8099999999998779,0,0,0,0,0,0,0,0,0,0,0,0,0,0,0,0,0,0,0,0]
[null,null,null,null,null,null,null,null,null,7.8199999999998777,0.67386889121054694,0.67386889121054694,0.67386889121054694,0.67386889121054694,0.67386889121054694,0.67386889121054694,0.67386889121054694,0.67386889121054694,0.67386889121054694,0.67386889121054694,0.67386889121054694,0.67386889121054694,0.67386889121054694,0.67386889121054694,0.67386889121054694,0.67386889121054694,0.67386889121054694,0.67386889121054694,0.67386889121054694,0.67386889121054694,null,7.8199999999998777,0,0,0,0,0,0,0,0,0,0,0,0,0,0,0,0,0,0,0,0]
[null,null,null,null,null,null,null,null,null,7.8299999999998775,0.67594560422657024,0.67594560422657024,0.67594560422657024,0.67594560422657024,0.67594560422657024,0.67594560422657024,0.67594560422657024,0.67594560422657024,0.67594560422657024,0.67594560422657024,0.67594560422657024,0.67594560422657024,0.67594560422657024,0.67594560422657024,0.67594560422657024,0.67594560422657024,0.67594560422657024,0.67594560422657024,0.67594560422657024,0.67594560422657024,null,7.8299999999998775,0,0,0,0,0,0,0,0,0,0,0,0,0,0,0,0,0,0,0,0]
[null,null,null,null,null,null,null,null,null,7.8399999999998773,0.67802837590257947,0.67802837590257947,0.67802837590257947,0.67802837590257947,0.67802837590257947,0.67802837590257947,0.67802837590257947,0.67802837590257947,0.67802837590257947,0.67802837590257947,0.67802837590257947,0.67802837590257947,0.67802837590257947,0.67802837590257947,0.67802837590257947,0.67802837590257947,0.67802837590257947,0.67802837590257947,0.67802837590257947,0.67802837590257947,null,7.8399999999998773,0,0,0,0,0,0,0,0,0,0,0,0,0,0,0,0,0,0,0,0]
[null,null,null,null,null,null,null,null,null,7.8499999999998771,0.68011721925863489,0.68011721925863489,0.68011721925863489,0.68011721925863489,0.68011721925863489,0.68011721925863489,0.68011721925863489,0.68011721925863489,0.68011721925863489,0.68011721925863489,0.68011721925863489,0.68011721925863489,0.68011721925863489,0.68011721925863489,0.68011721925863489,0.68011721925863489,0.68011721925863489,0.68011721925863489,0.68011721925863489,0.68011721925863489,null,7.8499999999998771,0,0,0,0,0,0,0,0,0,0,0,0,0,0,0,0,0,0,0,0]
[null,null,null,null,null,null,null,null,null,7.8599999999998769,0.68221214732514257,0.68221214732514257,0.68221214732514257,0.68221214732514257,0.68221214732514257,0.68221214732514257,0.68221214732514257,0.68221214732514257,0.68221214732514257,0.68221214732514257,0.68221214732514257,0.68221214732514257,0.68221214732514257,0.68221214732514257,0.68221214732514257,0.68221214732514257,0.68221214732514257,0.68221214732514257,0.68221214732514257,0.68221214732514257,null,7.8599999999998769,0,0,0,0,0,0,0,0,0,0,0,0,0,0,0,0,0,0,0,0]
[null,null,null,null,null,null,null,null,null,7.8699999999998766,0.684313173142855,0.684313173142855,0.684313173142855,0.684313173142855,0.684313173142855,0.684313173142855,0.684313173142855,0.684313173142855,0.684313173142855,0.684313173142855,0.684313173142855,0.684313173142855,0.684313173142855,0.684313173142855,0.684313173142855,0.684313173142855,0.684313173142855,0.684313173142855,0.684313173142855,0.684313173142855,null,7.8699999999998766,0,0,0,0,0,0,0,0,0,0,0,0,0,0,0,0,0,0,0,0]
[null,null,null,null,null,null,null,null,null,7.8799999999998764,0.68642030976287016,0.68642030976287016,0.68642030976287016,0.68642030976287016,0.68642030976287016,0.68642030976287016,0.68642030976287016,0.68642030976287016,0.68642030976287016,0.68642030976287016,0.68642030976287016,0.68642030976287016,0.68642030976287016,0.68642030976287016,0.68642030976287016,0.68642030976287016,0.68642030976287016,0.68642030976287016,0.68642030976287016,0.68642030976287016,null,7.8799999999998764,0,0,0,0,0,0,0,0,0,0,0,0,0,0,0,0,0,0,0,0]
[null,null,null,null,null,null,null,null,null,7.8899999999998762,0.68853357024663242,0.68853357024663242,0.68853357024663242,0.68853357024663242,0.68853357024663242,0.68853357024663242,0.68853357024663242,0.68853357024663242,0.68853357024663242,0.68853357024663242,0.68853357024663242,0.68853357024663242,0.68853357024663242,0.68853357024663242,0.68853357024663242,0.68853357024663242,0.68853357024663242,0.68853357024663242,0.68853357024663242,0.68853357024663242,null,7.8899999999998762,0,0,0,0,0,0,0,0,0,0,0,0,0,0,0,0,0,0,0,0]
[null,null,null,null,null,null,null,null,null,7.899999999999876,0.69065296766593198,0.69065296766593198,0.69065296766593198,0.69065296766593198,0.69065296766593198,0.69065296766593198,0.69065296766593198,0.69065296766593198,0.69065296766593198,0.69065296766593198,0.69065296766593198,0.69065296766593198,0.69065296766593198,0.69065296766593198,0.69065296766593198,0.69065296766593198,0.69065296766593198,0.69065296766593198,0.69065296766593198,0.69065296766593198,null,7.899999999999876,0,0,0,0,0,0,0,0,0,0,0,0,0,0,0,0,0,0,0,0]
[null,null,null,null,null,null,null,null,null,7.9099999999998758,0.69277851510290478,0.69277851510290478,0.69277851510290478,0.69277851510290478,0.69277851510290478,0.69277851510290478,0.69277851510290478,0.69277851510290478,0.69277851510290478,0.69277851510290478,0.69277851510290478,0.69277851510290478,0.69277851510290478,0.69277851510290478,0.69277851510290478,0.69277851510290478,0.69277851510290478,0.69277851510290478,0.69277851510290478,0.69277851510290478,null,7.9099999999998758,0,0,0,0,0,0,0,0,0,0,0,0,0,0,0,0,0,0,0,0]
[null,null,null,null,null,null,null,null,null,7.9199999999998756,0.69491022565003324,0.69491022565003324,0.69491022565003324,0.69491022565003324,0.69491022565003324,0.69491022565003324,0.69491022565003324,0.69491022565003324,0.69491022565003324,0.69491022565003324,0.69491022565003324,0.69491022565003324,0.69491022565003324,0.69491022565003324,0.69491022565003324,0.69491022565003324,0.69491022565003324,0.69491022565003324,0.69491022565003324,0.69491022565003324,null,7.9199999999998756,0,0,0,0,0,0,0,0,0,0,0,0,0,0,0,0,0,0,0,0]
[null,null,null,null,null,null,null,null,null,7.9299999999998754,0.69704811241014542,0.69704811241014542,0.69704811241014542,0.69704811241014542,0.69704811241014542,0.69704811241014542,0.69704811241014542,0.69704811241014542,0.69704811241014542,0.69704811241014542,0.69704811241014542,0.69704811241014542,0.69704811241014542,0.69704811241014542,0.69704811241014542,0.69704811241014542,0.69704811241014542,0.69704811241014542,0.69704811241014542,0.69704811241014542,null,7.9299999999998754,0,0,0,0,0,0,0,0,0,0,0,0,0,0,0,0,0,0,0,0]
[null,null,null,null,null,null,null,null,null,7.9399999999998752,0.69919218849641562,0.69919218849641562,0.69919218849641562,0.69919218849641562,0.69919218849641562,0.69919218849641562,0.69919218849641562,0.69919218849641562,0.69919218849641562,0.69919218849641562,0.69919218849641562,0.69919218849641562,0.69919218849641562,0.69919218849641562,0.69919218849641562,0.69919218849641562,0.69919218849641562,0.69919218849641562,0.69919218849641562,0.69919218849641562,null,7.9399999999998752,0,0,0,0,0,0,0,0,0,0,0,0,0,0,0,0,0,0,0,0]
[null,null,null,null,null,null,null,null,null,7.9499999999998749,0.70134246703236391,0.70134246703236391,0.70134246703236391,0.70134246703236391,0.70134246703236391,0.70134246703236391,0.70134246703236391,0.70134246703236391,0.70134246703236391,0.70134246703236391,0.70134246703236391,0.70134246703236391,0.70134246703236391,0.70134246703236391,0.70134246703236391,0.70134246703236391,0.70134246703236391,0.70134246703236391,0.70134246703236391,0.70134246703236391,null,7.9499999999998749,0,0,0,0,0,0,0,0,0,0,0,0,0,0,0,0,0,0,0,0]
[null,null,null,null,null,null,null,null,null,7.9599999999998747,0.70349896115185628,0.70349896115185628,0.70349896115185628,0.70349896115185628,0.70349896115185628,0.70349896115185628,0.70349896115185628,0.70349896115185628,0.70349896115185628,0.70349896115185628,0.70349896115185628,0.70349896115185628,0.70349896115185628,0.70349896115185628,0.70349896115185628,0.70349896115185628,0.70349896115185628,0.70349896115185628,0.70349896115185628,0.70349896115185628,null,7.9599999999998747,0,0,0,0,0,0,0,0,0,0,0,0,0,0,0,0,0,0,0,0]
[null,null,null,null,null,null,null,null,null,7.9699999999998745,0.70566168399910512,0.70566168399910512,0.70566168399910512,0.70566168399910512,0.70566168399910512,0.70566168399910512,0.70566168399910512,0.70566168399910512,0.70566168399910512,0.70566168399910512,0.70566168399910512,0.70566168399910512,0.70566168399910512,0.70566168399910512,0.70566168399910512,0.70566168399910512,0.70566168399910512,0.70566168399910512,0.70566168399910512,0.70566168399910512,null,7.9699999999998745,0,0,0,0,0,0,0,0,0,0,0,0,0,0,0,0,0,0,0,0]
[null,null,null,null,null,null,null,null,null,7.9799999999998743,0.70783064872866852,0.70783064872866852,0.70783064872866852,0.70783064872866852,0.70783064872866852,0.70783064872866852,0.70783064872866852,0.70783064872866852,0.70783064872866852,0.70783064872866852,0.70783064872866852,0.70783064872866852,0.70783064872866852,0.70783064872866852,0.70783064872866852,0.70783064872866852,0.70783064872866852,0.70783064872866852,0.70783064872866852,0.70783064872866852,null,7.9799999999998743,0,0,0,0,0,0,0,0,0,0,0,0,0,0,0,0,0,0,0,0]
[null,null,null,null,null,null,null,null,null,7.9899999999998741,0.71000586850545055,0.71000586850545055,0.71000586850545055,0.71000586850545055,0.71000586850545055,0.71000586850545055,0.71000586850545055,0.71000586850545055,0.71000586850545055,0.71000586850545055,0.71000586850545055,0.71000586850545055,0.71000586850545055,0.71000586850545055,0.71000586850545055,0.71000586850545055,0.71000586850545055,0.71000586850545055,0.71000586850545055,0.71000586850545055,null,7.9899999999998741,0,0,0,0,0,0,0,0,0,0,0,0,0,0,0,0,0,0,0,0]
[null,null,null,null,null,null,null,null,null,7.9999999999998739,0.71218735650470144,0.71218735650470144,0.71218735650470144,0.71218735650470144,0.71218735650470144,0.71218735650470144,0.71218735650470144,0.71218735650470144,0.71218735650470144,0.71218735650470144,0.71218735650470144,0.71218735650470144,0.71218735650470144,0.71218735650470144,0.71218735650470144,0.71218735650470144,0.71218735650470144,0.71218735650470144,0.71218735650470144,0.71218735650470144,null,7.9999999999998739,0,0,0,0,0,0,0,0,0,0,0,0,0,0,0,0,0,0,0,0]
[null,null,null,null,null,null,null,null,null,8.0099999999998737,0.71437512591201713,0.71437512591201713,0.71437512591201713,0.71437512591201713,0.71437512591201713,0.71437512591201713,0.71437512591201713,0.71437512591201713,0.71437512591201713,0.71437512591201713,0.71437512591201713,0.71437512591201713,0.71437512591201713,0.71437512591201713,0.71437512591201713,0.71437512591201713,0.71437512591201713,0.71437512591201713,0.71437512591201713,0.71437512591201713,null,8.0099999999998737,0,0,0,0,0,0,0,0,0,0,0,0,0,0,0,0,0,0,0,0]
[null,null,null,null,null,null,null,null,null,8.0199999999998735,0.71656918992333973,0.71656918992333973,0.71656918992333973,0.71656918992333973,0.71656918992333973,0.71656918992333973,0.71656918992333973,0.71656918992333973,0.71656918992333973,0.71656918992333973,0.71656918992333973,0.71656918992333973,0.71656918992333973,0.71656918992333973,0.71656918992333973,0.71656918992333973,0.71656918992333973,0.71656918992333973,0.71656918992333973,0.71656918992333973,null,8.0199999999998735,0,0,0,0,0,0,0,0,0,0,0,0,0,0,0,0,0,0,0,0]
[null,null,null,null,null,null,null,null,null,8.0299999999998732,0.71876956174495743,0.71876956174495743,0.71876956174495743,0.71876956174495743,0.71876956174495743,0.71876956174495743,0.71876956174495743,0.71876956174495743,0.71876956174495743,0.71876956174495743,0.71876956174495743,0.71876956174495743,0.71876956174495743,0.71876956174495743,0.71876956174495743,0.71876956174495743,0.71876956174495743,0.71876956174495743,0.71876956174495743,0.71876956174495743,null,8.0299999999998732,0,0,0,0,0,0,0,0,0,0,0,0,0,0,0,0,0,0,0,0]
[null,null,null,null,null,null,null,null,null,8.039999999999873,0.72097625459350456,0.72097625459350456,0.72097625459350456,0.72097625459350456,0.72097625459350456,0.72097625459350456,0.72097625459350456,0.72097625459350456,0.72097625459350456,0.72097625459350456,0.72097625459350456,0.72097625459350456,0.72097625459350456,0.72097625459350456,0.72097625459350456,0.72097625459350456,0.72097625459350456,0.72097625459350456,0.72097625459350456,0.72097625459350456,null,8.039999999999873,0,0,0,0,0,0,0,0,0,0,0,0,0,0,0,0,0,0,0,0]
[null,null,null,null,null,null,null,null,null,8.0499999999998728,0.72318928169596075,0.72318928169596075,0.72318928169596075,0.72318928169596075,0.72318928169596075,0.72318928169596075,0.72318928169596075,0.72318928169596075,0.72318928169596075,0.72318928169596075,0.72318928169596075,0.72318928169596075,0.72318928169596075,0.72318928169596075,0.72318928169596075,0.72318928169596075,0.72318928169596075,0.72318928169596075,0.72318928169596075,0.72318928169596075,null,8.0499999999998728,0,0,0,0,0,0,0,0,0,0,0,0,0,0,0,0,0,0,0,0]
[null,null,null,null,null,null,null,null,null,8.0599999999998726,0.72540865628965256,0.72540865628965256,0.72540865628965256,0.72540865628965256,0.72540865628965256,0.72540865628965256,0.72540865628965256,0.72540865628965256,0.72540865628965256,0.72540865628965256,0.72540865628965256,0.72540865628965256,0.72540865628965256,0.72540865628965256,0.72540865628965256,0.72540865628965256,0.72540865628965256,0.72540865628965256,0.72540865628965256,0.72540865628965256,null,8.0599999999998726,0,0,0,0,0,0,0,0,0,0,0,0,0,0,0,0,0,0,0,0]
[null,null,null,null,null,null,null,null,null,8.0699999999998724,0.72763439162225152,0.72763439162225152,0.72763439162225152,0.72763439162225152,0.72763439162225152,0.72763439162225152,0.72763439162225152,0.72763439162225152,0.72763439162225152,0.72763439162225152,0.72763439162225152,0.72763439162225152,0.72763439162225152,0.72763439162225152,0.72763439162225152,0.72763439162225152,0.72763439162225152,0.72763439162225152,0.72763439162225152,0.72763439162225152,null,8.0699999999998724,0,0,0,0,0,0,0,0,0,0,0,0,0,0,0,0,0,0,0,0]
[null,null,null,null,null,null,null,null,null,8.0799999999998722,0.7298665009517763,0.7298665009517763,0.7298665009517763,0.7298665009517763,0.7298665009517763,0.7298665009517763,0.7298665009517763,0.7298665009517763,0.7298665009517763,0.7298665009517763,0.7298665009517763,0.7298665009517763,0.7298665009517763,0.7298665009517763,0.7298665009517763,0.7298665009517763,0.7298665009517763,0.7298665009517763,0.7298665009517763,0.7298665009517763,null,8.0799999999998722,0,0,0,0,0,0,0,0,0,0,0,0,0,0,0,0,0,0,0,0]
[null,null,null,null,null,null,null,null,null,8.089999999999872,0.7321049975465902,0.7321049975465902,0.7321049975465902,0.7321049975465902,0.7321049975465902,0.7321049975465902,0.7321049975465902,0.7321049975465902,0.7321049975465902,0.7321049975465902,0.7321049975465902,0.7321049975465902,0.7321049975465902,0.7321049975465902,0.7321049975465902,0.7321049975465902,0.7321049975465902,0.7321049975465902,0.7321049975465902,0.7321049975465902,null,8.089999999999872,0,0,0,0,0,0,0,0,0,0,0,0,0,0,0,0,0,0,0,0]
[null,null,null,null,null,null,null,null,null,8.0999999999998717,0.73434989468540413,0.73434989468540413,0.73434989468540413,0.73434989468540413,0.73434989468540413,0.73434989468540413,0.73434989468540413,0.73434989468540413,0.73434989468540413,0.73434989468540413,0.73434989468540413,0.73434989468540413,0.73434989468540413,0.73434989468540413,0.73434989468540413,0.73434989468540413,0.73434989468540413,0.73434989468540413,0.73434989468540413,0.73434989468540413,null,8.0999999999998717,0,0,0,0,0,0,0,0,0,0,0,0,0,0,0,0,0,0,0,0]
[null,null,null,null,null,null,null,null,null,8.1099999999998715,0.73660120565727361,0.73660120565727361,0.73660120565727361,0.73660120565727361,0.73660120565727361,0.73660120565727361,0.73660120565727361,0.73660120565727361,0.73660120565727361,0.73660120565727361,0.73660120565727361,0.73660120565727361,0.73660120565727361,0.73660120565727361,0.73660120565727361,0.73660120565727361,0.73660120565727361,0.73660120565727361,0.73660120565727361,0.73660120565727361,null,8.1099999999998715,0,0,0,0,0,0,0,0,0,0,0,0,0,0,0,0,0,0,0,0]
[null,null,null,null,null,null,null,null,null,8.1199999999998713,0.73885894376160077,0.73885894376160077,0.73885894376160077,0.73885894376160077,0.73885894376160077,0.73885894376160077,0.73885894376160077,0.73885894376160077,0.73885894376160077,0.73885894376160077,0.73885894376160077,0.73885894376160077,0.73885894376160077,0.73885894376160077,0.73885894376160077,0.73885894376160077,0.73885894376160077,0.73885894376160077,0.73885894376160077,0.73885894376160077,null,8.1199999999998713,0,0,0,0,0,0,0,0,0,0,0,0,0,0,0,0,0,0,0,0]
[null,null,null,null,null,null,null,null,null,8.1299999999998711,0.74112312230813382,0.74112312230813382,0.74112312230813382,0.74112312230813382,0.74112312230813382,0.74112312230813382,0.74112312230813382,0.74112312230813382,0.74112312230813382,0.74112312230813382,0.74112312230813382,0.74112312230813382,0.74112312230813382,0.74112312230813382,0.74112312230813382,0.74112312230813382,0.74112312230813382,0.74112312230813382,0.74112312230813382,0.74112312230813382,null,8.1299999999998711,0,0,0,0,0,0,0,0,0,0,0,0,0,0,0,0,0,0,0,0]
[null,null,null,null,null,null,null,null,null,8.1399999999998709,0.74339375461696655,0.74339375461696655,0.74339375461696655,0.74339375461696655,0.74339375461696655,0.74339375461696655,0.74339375461696655,0.74339375461696655,0.74339375461696655,0.74339375461696655,0.74339375461696655,0.74339375461696655,0.74339375461696655,0.74339375461696655,0.74339375461696655,0.74339375461696655,0.74339375461696655,0.74339375461696655,0.74339375461696655,0.74339375461696655,null,8.1399999999998709,0,0,0,0,0,0,0,0,0,0,0,0,0,0,0,0,0,0,0,0]
[null,null,null,null,null,null,null,null,null,8.1499999999998707,0.74567085401853905,0.74567085401853905,0.74567085401853905,0.74567085401853905,0.74567085401853905,0.74567085401853905,0.74567085401853905,0.74567085401853905,0.74567085401853905,0.74567085401853905,0.74567085401853905,0.74567085401853905,0.74567085401853905,0.74567085401853905,0.74567085401853905,0.74567085401853905,0.74567085401853905,0.74567085401853905,0.74567085401853905,0.74567085401853905,null,8.1499999999998707,0,0,0,0,0,0,0,0,0,0,0,0,0,0,0,0,0,0,0,0]
[null,null,null,null,null,null,null,null,null,8.1599999999998705,0.74795443385363736,0.74795443385363736,0.74795443385363736,0.74795443385363736,0.74795443385363736,0.74795443385363736,0.74795443385363736,0.74795443385363736,0.74795443385363736,0.74795443385363736,0.74795443385363736,0.74795443385363736,0.74795443385363736,0.74795443385363736,0.74795443385363736,0.74795443385363736,0.74795443385363736,0.74795443385363736,0.74795443385363736,0.74795443385363736,null,8.1599999999998705,0,0,0,0,0,0,0,0,0,0,0,0,0,0,0,0,0,0,0,0]
[null,null,null,null,null,null,null,null,null,8.1699999999998703,0.75024450747339333,0.75024450747339333,0.75024450747339333,0.75024450747339333,0.75024450747339333,0.75024450747339333,0.75024450747339333,0.75024450747339333,0.75024450747339333,0.75024450747339333,0.75024450747339333,0.75024450747339333,0.75024450747339333,0.75024450747339333,0.75024450747339333,0.75024450747339333,0.75024450747339333,0.75024450747339333,0.75024450747339333,0.75024450747339333,null,8.1699999999998703,0,0,0,0,0,0,0,0,0,0,0,0,0,0,0,0,0,0,0,0]
[null,null,null,null,null,null,null,null,null,8.17999999999987,0.75254108823928523,0.75254108823928523,0.75254108823928523,0.75254108823928523,0.75254108823928523,0.75254108823928523,0.75254108823928523,0.75254108823928523,0.75254108823928523,0.75254108823928523,0.75254108823928523,0.75254108823928523,0.75254108823928523,0.75254108823928523,0.75254108823928523,0.75254108823928523,0.75254108823928523,0.75254108823928523,0.75254108823928523,0.75254108823928523,null,8.17999999999987,0,0,0,0,0,0,0,0,0,0,0,0,0,0,0,0,0,0,0,0]
[null,null,null,null,null,null,null,null,null,8.1899999999998698,0.75484418952313714,0.75484418952313714,0.75484418952313714,0.75484418952313714,0.75484418952313714,0.75484418952313714,0.75484418952313714,0.75484418952313714,0.75484418952313714,0.75484418952313714,0.75484418952313714,0.75484418952313714,0.75484418952313714,0.75484418952313714,0.75484418952313714,0.75484418952313714,0.75484418952313714,0.75484418952313714,0.75484418952313714,0.75484418952313714,null,8.1899999999998698,0,0,0,0,0,0,0,0,0,0,0,0,0,0,0,0,0,0,0,0]
[null,null,null,null,null,null,null,null,null,8.1999999999998696,0.75715382470711845,0.75715382470711845,0.75715382470711845,0.75715382470711845,0.75715382470711845,0.75715382470711845,0.75715382470711845,0.75715382470711845,0.75715382470711845,0.75715382470711845,0.75715382470711845,0.75715382470711845,0.75715382470711845,0.75715382470711845,0.75715382470711845,0.75715382470711845,0.75715382470711845,0.75715382470711845,0.75715382470711845,0.75715382470711845,null,8.1999999999998696,0,0,0,0,0,0,0,0,0,0,0,0,0,0,0,0,0,0,0,0]
[null,null,null,null,null,null,null,null,null,8.2099999999998694,0.7594700071837458,0.7594700071837458,0.7594700071837458,0.7594700071837458,0.7594700071837458,0.7594700071837458,0.7594700071837458,0.7594700071837458,0.7594700071837458,0.7594700071837458,0.7594700071837458,0.7594700071837458,0.7594700071837458,0.7594700071837458,0.7594700071837458,0.7594700071837458,0.7594700071837458,0.7594700071837458,0.7594700071837458,0.7594700071837458,null,8.2099999999998694,0,0,0,0,0,0,0,0,0,0,0,0,0,0,0,0,0,0,0,0]
[null,null,null,null,null,null,null,null,null,8.2199999999998692,0.76179275035588068,0.76179275035588068,0.76179275035588068,0.76179275035588068,0.76179275035588068,0.76179275035588068,0.76179275035588068,0.76179275035588068,0.76179275035588068,0.76179275035588068,0.76179275035588068,0.76179275035588068,0.76179275035588068,0.76179275035588068,0.76179275035588068,0.76179275035588068,0.76179275035588068,0.76179275035588068,0.76179275035588068,0.76179275035588068,null,8.2199999999998692,0,0,0,0,0,0,0,0,0,0,0,0,0,0,0,0,0,0,0,0]
[null,null,null,null,null,null,null,null,null,8.229999999999869,0.76412206763673129,0.76412206763673129,0.76412206763673129,0.76412206763673129,0.76412206763673129,0.76412206763673129,0.76412206763673129,0.76412206763673129,0.76412206763673129,0.76412206763673129,0.76412206763673129,0.76412206763673129,0.76412206763673129,0.76412206763673129,0.76412206763673129,0.76412206763673129,0.76412206763673129,0.76412206763673129,0.76412206763673129,0.76412206763673129,null,8.229999999999869,0,0,0,0,0,0,0,0,0,0,0,0,0,0,0,0,0,0,0,0]
[null,null,null,null,null,null,null,null,null,8.2399999999998688,0.76645797244985159,0.76645797244985159,0.76645797244985159,0.76645797244985159,0.76645797244985159,0.76645797244985159,0.76645797244985159,0.76645797244985159,0.76645797244985159,0.76645797244985159,0.76645797244985159,0.76645797244985159,0.76645797244985159,0.76645797244985159,0.76645797244985159,0.76645797244985159,0.76645797244985159,0.76645797244985159,0.76645797244985159,0.76645797244985159,null,8.2399999999998688,0,0,0,0,0,0,0,0,0,0,0,0,0,0,0,0,0,0,0,0]
[null,null,null,null,null,null,null,null,null,8.2499999999998685,0.76880047822914144,0.76880047822914144,0.76880047822914144,0.76880047822914144,0.76880047822914144,0.76880047822914144,0.76880047822914144,0.76880047822914144,0.76880047822914144,0.76880047822914144,0.76880047822914144,0.76880047822914144,0.76880047822914144,0.76880047822914144,0.76880047822914144,0.76880047822914144,0.76880047822914144,0.76880047822914144,0.76880047822914144,0.76880047822914144,null,8.2499999999998685,0,0,0,0,0,0,0,0,0,0,0,0,0,0,0,0,0,0,0,0]
[null,null,null,null,null,null,null,null,null,8.2599999999998683,0.77114959841884678,0.77114959841884678,0.77114959841884678,0.77114959841884678,0.77114959841884678,0.77114959841884678,0.77114959841884678,0.77114959841884678,0.77114959841884678,0.77114959841884678,0.77114959841884678,0.77114959841884678,0.77114959841884678,0.77114959841884678,0.77114959841884678,0.77114959841884678,0.77114959841884678,0.77114959841884678,0.77114959841884678,0.77114959841884678,null,8.2599999999998683,0,0,0,0,0,0,0,0,0,0,0,0,0,0,0,0,0,0,0,0]
[null,null,null,null,null,null,null,null,null,8.2699999999998681,0.77350534647355962,0.77350534647355962,0.77350534647355962,0.77350534647355962,0.77350534647355962,0.77350534647355962,0.77350534647355962,0.77350534647355962,0.77350534647355962,0.77350534647355962,0.77350534647355962,0.77350534647355962,0.77350534647355962,0.77350534647355962,0.77350534647355962,0.77350534647355962,0.77350534647355962,0.77350534647355962,0.77350534647355962,0.77350534647355962,null,8.2699999999998681,0,0,0,0,0,0,0,0,0,0,0,0,0,0,0,0,0,0,0,0]
[null,null,null,null,null,null,null,null,null,8.2799999999998679,0.77586773585821789,0.77586773585821789,0.77586773585821789,0.77586773585821789,0.77586773585821789,0.77586773585821789,0.77586773585821789,0.77586773585821789,0.77586773585821789,0.77586773585821789,0.77586773585821789,0.77586773585821789,0.77586773585821789,0.77586773585821789,0.77586773585821789,0.77586773585821789,0.77586773585821789,0.77586773585821789,0.77586773585821789,0.77586773585821789,null,8.2799999999998679,0,0,0,0,0,0,0,0,0,0,0,0,0,0,0,0,0,0,0,0]
[null,null,null,null,null,null,null,null,null,8.2899999999998677,0.77823678004810526,0.77823678004810526,0.77823678004810526,0.77823678004810526,0.77823678004810526,0.77823678004810526,0.77823678004810526,0.77823678004810526,0.77823678004810526,0.77823678004810526,0.77823678004810526,0.77823678004810526,0.77823678004810526,0.77823678004810526,0.77823678004810526,0.77823678004810526,0.77823678004810526,0.77823678004810526,0.77823678004810526,0.77823678004810526,null,8.2899999999998677,0,0,0,0,0,0,0,0,0,0,0,0,0,0,0,0,0,0,0,0]
[null,null,null,null,null,null,null,null,null,8.2999999999998675,0.78061249252885201,0.78061249252885201,0.78061249252885201,0.78061249252885201,0.78061249252885201,0.78061249252885201,0.78061249252885201,0.78061249252885201,0.78061249252885201,0.78061249252885201,0.78061249252885201,0.78061249252885201,0.78061249252885201,0.78061249252885201,0.78061249252885201,0.78061249252885201,0.78061249252885201,0.78061249252885201,0.78061249252885201,0.78061249252885201,null,8.2999999999998675,0,0,0,0,0,0,0,0,0,0,0,0,0,0,0,0,0,0,0,0]
[null,null,null,null,null,null,null,null,null,8.3099999999998673,0.78299488679643392,0.78299488679643392,0.78299488679643392,0.78299488679643392,0.78299488679643392,0.78299488679643392,0.78299488679643392,0.78299488679643392,0.78299488679643392,0.78299488679643392,0.78299488679643392,0.78299488679643392,0.78299488679643392,0.78299488679643392,0.78299488679643392,0.78299488679643392,0.78299488679643392,0.78299488679643392,0.78299488679643392,0.78299488679643392,null,8.3099999999998673,0,0,0,0,0,0,0,0,0,0,0,0,0,0,0,0,0,0,0,0]
[null,null,null,null,null,null,null,null,null,8.3199999999998671,{"$f":"IF(AQ$16=0,0,IF(K$36*$J877^4  +    K$37*$J877^3   +    K$38*$J877^2    +    K$39*$J877   +    K$40>1,1,K$36*$J877^4  +    K$37*$J877^3   +    K$38*$J877^2    +    K$39*$J877   +    K$40))","v":0.78538397635717272},{"$f":"IF(AR$16=0,0,IF(L$36*$J877^4  +    L$37*$J877^3   +    L$38*$J877^2    +    L$39*$J877   +    L$40>1,1,L$36*$J877^4  +    L$37*$J877^3   +    L$38*$J877^2    +    L$39*$J877   +    L$40))","v":0.78538397635717272},{"$f":"IF(AS$16=0,0,IF(M$36*$J877^4  +    M$37*$J877^3   +    M$38*$J877^2    +    M$39*$J877   +    M$40>1,1,M$36*$J877^4  +    M$37*$J877^3   +    M$38*$J877^2    +    M$39*$J877   +    M$40))","v":0.78538397635717272},{"$f":"IF(AT$16=0,0,IF(N$36*$J877^4  +    N$37*$J877^3   +    N$38*$J877^2    +    N$39*$J877   +    N$40>1,1,N$36*$J877^4  +    N$37*$J877^3   +    N$38*$J877^2    +    N$39*$J877   +    N$40))","v":0.78538397635717272},{"$f":"IF(AU$16=0,0,IF(O$36*$J877^4  +    O$37*$J877^3   +    O$38*$J877^2    +    O$39*$J877   +    O$40>1,1,O$36*$J877^4  +    O$37*$J877^3   +    O$38*$J877^2    +    O$39*$J877   +    O$40))","v":0.78538397635717272},{"$f":"IF(AV$16=0,0,IF(P$36*$J877^4  +    P$37*$J877^3   +    P$38*$J877^2    +    P$39*$J877   +    P$40>1,1,P$36*$J877^4  +    P$37*$J877^3   +    P$38*$J877^2    +    P$39*$J877   +    P$40))","v":0.78538397635717272},{"$f":"IF(AW$16=0,0,IF(Q$36*$J877^4  +    Q$37*$J877^3   +    Q$38*$J877^2    +    Q$39*$J877   +    Q$40>1,1,Q$36*$J877^4  +    Q$37*$J877^3   +    Q$38*$J877^2    +    Q$39*$J877   +    Q$40))","v":0.78538397635717272},{"$f":"IF(AX$16=0,0,IF(R$36*$J877^4  +    R$37*$J877^3   +    R$38*$J877^2    +    R$39*$J877   +    R$40>1,1,R$36*$J877^4  +    R$37*$J877^3   +    R$38*$J877^2    +    R$39*$J877   +    R$40))","v":0.78538397635717272},{"$f":"IF(AY$16=0,0,IF(S$36*$J877^4  +    S$37*$J877^3   +    S$38*$J877^2    +    S$39*$J877   +    S$40>1,1,S$36*$J877^4  +    S$37*$J877^3   +    S$38*$J877^2    +    S$39*$J877   +    S$40))","v":0.78538397635717272},{"$f":"IF(AZ$16=0,0,IF(T$36*$J877^4  +    T$37*$J877^3   +    T$38*$J877^2    +    T$39*$J877   +    T$40>1,1,T$36*$J877^4  +    T$37*$J877^3   +    T$38*$J877^2    +    T$39*$J877   +    T$40))","v":0.78538397635717272},{"$f":"IF(BA$16=0,0,IF(U$36*$J877^4  +    U$37*$J877^3   +    U$38*$J877^2    +    U$39*$J877   +    U$40>1,1,U$36*$J877^4  +    U$37*$J877^3   +    U$38*$J877^2    +    U$39*$J877   +    U$40))","v":0.78538397635717272},{"$f":"IF(BB$16=0,0,IF(V$36*$J877^4  +    V$37*$J877^3   +    V$38*$J877^2    +    V$39*$J877   +    V$40>1,1,V$36*$J877^4  +    V$37*$J877^3   +    V$38*$J877^2    +    V$39*$J877   +    V$40))","v":0.78538397635717272},{"$f":"IF(BC$16=0,0,IF(W$36*$J877^4  +    W$37*$J877^3   +    W$38*$J877^2    +    W$39*$J877   +    W$40>1,1,W$36*$J877^4  +    W$37*$J877^3   +    W$38*$J877^2    +    W$39*$J877   +    W$40))","v":0.78538397635717272},{"$f":"IF(BD$16=0,0,IF(X$36*$J877^4  +    X$37*$J877^3   +    X$38*$J877^2    +    X$39*$J877   +    X$40>1,1,X$36*$J877^4  +    X$37*$J877^3   +    X$38*$J877^2    +    X$39*$J877   +    X$40))","v":0.78538397635717272},{"$f":"IF(BE$16=0,0,IF(Y$36*$J877^4  +    Y$37*$J877^3   +    Y$38*$J877^2    +    Y$39*$J877   +    Y$40>1,1,Y$36*$J877^4  +    Y$37*$J877^3   +    Y$38*$J877^2    +    Y$39*$J877   +    Y$40))","v":0.78538397635717272},{"$f":"IF(BF$16=0,0,IF(Z$36*$J877^4  +    Z$37*$J877^3   +    Z$38*$J877^2    +    Z$39*$J877   +    Z$40>1,1,Z$36*$J877^4  +    Z$37*$J877^3   +    Z$38*$J877^2    +    Z$39*$J877   +    Z$40))","v":0.78538397635717272},{"$f":"IF(BG$16=0,0,IF(AA$36*$J877^4  +    AA$37*$J877^3   +    AA$38*$J877^2    +    AA$39*$J877   +    AA$40>1,1,AA$36*$J877^4  +    AA$37*$J877^3   +    AA$38*$J877^2    +    AA$39*$J877   +    AA$40))","v":0.78538397635717272},{"$f":"IF(BH$16=0,0,IF(AB$36*$J877^4  +    AB$37*$J877^3   +    AB$38*$J877^2    +    AB$39*$J877   +    AB$40>1,1,AB$36*$J877^4  +    AB$37*$J877^3   +    AB$38*$J877^2    +    AB$39*$J877   +    AB$40))","v":0.78538397635717272},{"$f":"IF(BI$16=0,0,IF(AC$36*$J877^4  +    AC$37*$J877^3   +    AC$38*$J877^2    +    AC$39*$J877   +    AC$40>1,1,AC$36*$J877^4  +    AC$37*$J877^3   +    AC$38*$J877^2    +    AC$39*$J877   +    AC$40))","v":0.78538397635717272},{"$f":"IF(BJ$16=0,0,IF(AD$36*$J877^4  +    AD$37*$J877^3   +    AD$38*$J877^2    +    AD$39*$J877   +    AD$40>1,1,AD$36*$J877^4  +    AD$37*$J877^3   +    AD$38*$J877^2    +    AD$39*$J877   +    AD$40))","v":0.78538397635717272},null,8.3199999999998671,{"$f":"IF(AG$43<>0,INDEX(K$45:K$1045, MATCH($AF877*(AG$43/24), $J$45:$J$1045)), 0)","v":0},{"$f":"IF(AH$43<>0,INDEX(L$45:L$1045, MATCH($AF877*(AH$43/24), $J$45:$J$1045)), 0)","v":0},{"$f":"IF(AI$43<>0,INDEX(M$45:M$1045, MATCH($AF877*(AI$43/24), $J$45:$J$1045)), 0)","v":0},{"$f":"IF(AJ$43<>0,INDEX(N$45:N$1045, MATCH($AF877*(AJ$43/24), $J$45:$J$1045)), 0)","v":0},{"$f":"IF(AK$43<>0,INDEX(O$45:O$1045, MATCH($AF877*(AK$43/24), $J$45:$J$1045)), 0)","v":0},{"$f":"IF(AL$43<>0,INDEX(P$45:P$1045, MATCH($AF877*(AL$43/24), $J$45:$J$1045)), 0)","v":0},{"$f":"IF(AM$43<>0,INDEX(Q$45:Q$1045, MATCH($AF877*(AM$43/24), $J$45:$J$1045)), 0)","v":0},{"$f":"IF(AN$43<>0,INDEX(R$45:R$1045, MATCH($AF877*(AN$43/24), $J$45:$J$1045)), 0)","v":0},{"$f":"IF(AO$43<>0,INDEX(S$45:S$1045, MATCH($AF877*(AO$43/24), $J$45:$J$1045)), 0)","v":0},{"$f":"IF(AP$43<>0,INDEX(T$45:T$1045, MATCH($AF877*(AP$43/24), $J$45:$J$1045)), 0)","v":0},{"$f":"IF(AQ$43<>0,INDEX(U$45:U$1045, MATCH($AF877*(AQ$43/24), $J$45:$J$1045)), 0)","v":0},{"$f":"IF(AR$43<>0,INDEX(V$45:V$1045, MATCH($AF877*(AR$43/24), $J$45:$J$1045)), 0)","v":0},{"$f":"IF(AS$43<>0,INDEX(W$45:W$1045, MATCH($AF877*(AS$43/24), $J$45:$J$1045)), 0)","v":0},{"$f":"IF(AT$43<>0,INDEX(X$45:X$1045, MATCH($AF877*(AT$43/24), $J$45:$J$1045)), 0)","v":0},{"$f":"IF(AU$43<>0,INDEX(Y$45:Y$1045, MATCH($AF877*(AU$43/24), $J$45:$J$1045)), 0)","v":0},{"$f":"IF(AV$43<>0,INDEX(Z$45:Z$1045, MATCH($AF877*(AV$43/24), $J$45:$J$1045)), 0)","v":0},{"$f":"IF(AW$43<>0,INDEX(AA$45:AA$1045, MATCH($AF877*(AW$43/24), $J$45:$J$1045)), 0)","v":0},{"$f":"IF(AX$43<>0,INDEX(AB$45:AB$1045, MATCH($AF877*(AX$43/24), $J$45:$J$1045)), 0)","v":0},{"$f":"IF(AY$43<>0,INDEX(AC$45:AC$1045, MATCH($AF877*(AY$43/24), $J$45:$J$1045)), 0)","v":0},{"$f":"IF(AZ$43<>0,INDEX(AD$45:AD$1045, MATCH($AF877*(AZ$43/24), $J$45:$J$1045)), 0)","v":0}]
[null,null,null,null,null,null,null,null,null,{"$f":"J877+0.01","v":8.3299999999998668},0.78777977472773641,0.78777977472773641,0.78777977472773641,0.78777977472773641,0.78777977472773641,0.78777977472773641,0.78777977472773641,0.78777977472773641,0.78777977472773641,0.78777977472773641,0.78777977472773641,0.78777977472773641,0.78777977472773641,0.78777977472773641,0.78777977472773641,0.78777977472773641,0.78777977472773641,0.78777977472773641,0.78777977472773641,0.78777977472773641,null,{"$f":"AF877+0.01","v":8.3299999999998668},0,0,0,0,0,0,0,0,0,0,0,0,0,0,0,0,0,0,0,0]
[null,null,null,null,null,null,null,null,null,8.3399999999998666,0.79018229543513907,0.79018229543513907,0.79018229543513907,0.79018229543513907,0.79018229543513907,0.79018229543513907,0.79018229543513907,0.79018229543513907,0.79018229543513907,0.79018229543513907,0.79018229543513907,0.79018229543513907,0.79018229543513907,0.79018229543513907,0.79018229543513907,0.79018229543513907,0.79018229543513907,0.79018229543513907,0.79018229543513907,0.79018229543513907,null,8.3399999999998666,0,0,0,0,0,0,0,0,0,0,0,0,0,0,0,0,0,0,0,0]
[null,null,null,null,null,null,null,null,null,8.3499999999998664,0.79259155201674003,0.79259155201674003,0.79259155201674003,0.79259155201674003,0.79259155201674003,0.79259155201674003,0.79259155201674003,0.79259155201674003,0.79259155201674003,0.79259155201674003,0.79259155201674003,0.79259155201674003,0.79259155201674003,0.79259155201674003,0.79259155201674003,0.79259155201674003,0.79259155201674003,0.79259155201674003,0.79259155201674003,0.79259155201674003,null,8.3499999999998664,0,0,0,0,0,0,0,0,0,0,0,0,0,0,0,0,0,0,0,0]
[null,null,null,null,null,null,null,null,null,8.3599999999998662,0.79500755802024592,0.79500755802024592,0.79500755802024592,0.79500755802024592,0.79500755802024592,0.79500755802024592,0.79500755802024592,0.79500755802024592,0.79500755802024592,0.79500755802024592,0.79500755802024592,0.79500755802024592,0.79500755802024592,0.79500755802024592,0.79500755802024592,0.79500755802024592,0.79500755802024592,0.79500755802024592,0.79500755802024592,0.79500755802024592,null,8.3599999999998662,0,0,0,0,0,0,0,0,0,0,0,0,0,0,0,0,0,0,0,0]
[null,null,null,null,null,null,null,null,null,8.369999999999866,0.79743032700370808,0.79743032700370808,0.79743032700370808,0.79743032700370808,0.79743032700370808,0.79743032700370808,0.79743032700370808,0.79743032700370808,0.79743032700370808,0.79743032700370808,0.79743032700370808,0.79743032700370808,0.79743032700370808,0.79743032700370808,0.79743032700370808,0.79743032700370808,0.79743032700370808,0.79743032700370808,0.79743032700370808,0.79743032700370808,null,8.369999999999866,0,0,0,0,0,0,0,0,0,0,0,0,0,0,0,0,0,0,0,0]
[null,null,null,null,null,null,null,null,null,8.3799999999998658,0.79985987253552449,0.79985987253552449,0.79985987253552449,0.79985987253552449,0.79985987253552449,0.79985987253552449,0.79985987253552449,0.79985987253552449,0.79985987253552449,0.79985987253552449,0.79985987253552449,0.79985987253552449,0.79985987253552449,0.79985987253552449,0.79985987253552449,0.79985987253552449,0.79985987253552449,0.79985987253552449,0.79985987253552449,0.79985987253552449,null,8.3799999999998658,0,0,0,0,0,0,0,0,0,0,0,0,0,0,0,0,0,0,0,0]
[null,null,null,null,null,null,null,null,null,8.3899999999998656,0.80229620819443881,0.80229620819443881,0.80229620819443881,0.80229620819443881,0.80229620819443881,0.80229620819443881,0.80229620819443881,0.80229620819443881,0.80229620819443881,0.80229620819443881,0.80229620819443881,0.80229620819443881,0.80229620819443881,0.80229620819443881,0.80229620819443881,0.80229620819443881,0.80229620819443881,0.80229620819443881,0.80229620819443881,0.80229620819443881,null,8.3899999999998656,0,0,0,0,0,0,0,0,0,0,0,0,0,0,0,0,0,0,0,0]
[null,null,null,null,null,null,null,null,null,8.3999999999998654,0.80473934756954146,0.80473934756954146,0.80473934756954146,0.80473934756954146,0.80473934756954146,0.80473934756954146,0.80473934756954146,0.80473934756954146,0.80473934756954146,0.80473934756954146,0.80473934756954146,0.80473934756954146,0.80473934756954146,0.80473934756954146,0.80473934756954146,0.80473934756954146,0.80473934756954146,0.80473934756954146,0.80473934756954146,0.80473934756954146,null,8.3999999999998654,0,0,0,0,0,0,0,0,0,0,0,0,0,0,0,0,0,0,0,0]
[null,null,null,null,null,null,null,null,null,8.4099999999998651,0.80718930426026769,0.80718930426026769,0.80718930426026769,0.80718930426026769,0.80718930426026769,0.80718930426026769,0.80718930426026769,0.80718930426026769,0.80718930426026769,0.80718930426026769,0.80718930426026769,0.80718930426026769,0.80718930426026769,0.80718930426026769,0.80718930426026769,0.80718930426026769,0.80718930426026769,0.80718930426026769,0.80718930426026769,0.80718930426026769,null,8.4099999999998651,0,0,0,0,0,0,0,0,0,0,0,0,0,0,0,0,0,0,0,0]
[null,null,null,null,null,null,null,null,null,8.4199999999998649,0.80964609187639958,0.80964609187639958,0.80964609187639958,0.80964609187639958,0.80964609187639958,0.80964609187639958,0.80964609187639958,0.80964609187639958,0.80964609187639958,0.80964609187639958,0.80964609187639958,0.80964609187639958,0.80964609187639958,0.80964609187639958,0.80964609187639958,0.80964609187639958,0.80964609187639958,0.80964609187639958,0.80964609187639958,0.80964609187639958,null,8.4199999999998649,0,0,0,0,0,0,0,0,0,0,0,0,0,0,0,0,0,0,0,0]
[null,null,null,null,null,null,null,null,null,8.4299999999998647,0.81210972403806492,0.81210972403806492,0.81210972403806492,0.81210972403806492,0.81210972403806492,0.81210972403806492,0.81210972403806492,0.81210972403806492,0.81210972403806492,0.81210972403806492,0.81210972403806492,0.81210972403806492,0.81210972403806492,0.81210972403806492,0.81210972403806492,0.81210972403806492,0.81210972403806492,0.81210972403806492,0.81210972403806492,0.81210972403806492,null,8.4299999999998647,0,0,0,0,0,0,0,0,0,0,0,0,0,0,0,0,0,0,0,0]
[null,null,null,null,null,null,null,null,null,8.4399999999998645,0.81458021437573735,0.81458021437573735,0.81458021437573735,0.81458021437573735,0.81458021437573735,0.81458021437573735,0.81458021437573735,0.81458021437573735,0.81458021437573735,0.81458021437573735,0.81458021437573735,0.81458021437573735,0.81458021437573735,0.81458021437573735,0.81458021437573735,0.81458021437573735,0.81458021437573735,0.81458021437573735,0.81458021437573735,0.81458021437573735,null,8.4399999999998645,0,0,0,0,0,0,0,0,0,0,0,0,0,0,0,0,0,0,0,0]
[null,null,null,null,null,null,null,null,null,8.4499999999998643,0.81705757653023692,0.81705757653023692,0.81705757653023692,0.81705757653023692,0.81705757653023692,0.81705757653023692,0.81705757653023692,0.81705757653023692,0.81705757653023692,0.81705757653023692,0.81705757653023692,0.81705757653023692,0.81705757653023692,0.81705757653023692,0.81705757653023692,0.81705757653023692,0.81705757653023692,0.81705757653023692,0.81705757653023692,0.81705757653023692,null,8.4499999999998643,0,0,0,0,0,0,0,0,0,0,0,0,0,0,0,0,0,0,0,0]
[null,null,null,null,null,null,null,null,null,8.4599999999998641,0.81954182415272936,0.81954182415272936,0.81954182415272936,0.81954182415272936,0.81954182415272936,0.81954182415272936,0.81954182415272936,0.81954182415272936,0.81954182415272936,0.81954182415272936,0.81954182415272936,0.81954182415272936,0.81954182415272936,0.81954182415272936,0.81954182415272936,0.81954182415272936,0.81954182415272936,0.81954182415272936,0.81954182415272936,0.81954182415272936,null,8.4599999999998641,0,0,0,0,0,0,0,0,0,0,0,0,0,0,0,0,0,0,0,0]
[null,null,null,null,null,null,null,null,null,8.4699999999998639,0.82203297090472638,0.82203297090472638,0.82203297090472638,0.82203297090472638,0.82203297090472638,0.82203297090472638,0.82203297090472638,0.82203297090472638,0.82203297090472638,0.82203297090472638,0.82203297090472638,0.82203297090472638,0.82203297090472638,0.82203297090472638,0.82203297090472638,0.82203297090472638,0.82203297090472638,0.82203297090472638,0.82203297090472638,0.82203297090472638,null,8.4699999999998639,0,0,0,0,0,0,0,0,0,0,0,0,0,0,0,0,0,0,0,0]
[null,null,null,null,null,null,null,null,null,8.4799999999998636,0.82453103045808596,0.82453103045808596,0.82453103045808596,0.82453103045808596,0.82453103045808596,0.82453103045808596,0.82453103045808596,0.82453103045808596,0.82453103045808596,0.82453103045808596,0.82453103045808596,0.82453103045808596,0.82453103045808596,0.82453103045808596,0.82453103045808596,0.82453103045808596,0.82453103045808596,0.82453103045808596,0.82453103045808596,0.82453103045808596,null,8.4799999999998636,0,0,0,0,0,0,0,0,0,0,0,0,0,0,0,0,0,0,0,0]
[null,null,null,null,null,null,null,null,null,8.4899999999998634,0.82703601649501157,0.82703601649501157,0.82703601649501157,0.82703601649501157,0.82703601649501157,0.82703601649501157,0.82703601649501157,0.82703601649501157,0.82703601649501157,0.82703601649501157,0.82703601649501157,0.82703601649501157,0.82703601649501157,0.82703601649501157,0.82703601649501157,0.82703601649501157,0.82703601649501157,0.82703601649501157,0.82703601649501157,0.82703601649501157,null,8.4899999999998634,0,0,0,0,0,0,0,0,0,0,0,0,0,0,0,0,0,0,0,0]
[null,null,null,null,null,null,null,null,null,8.4999999999998632,0.82954794270805332,0.82954794270805332,0.82954794270805332,0.82954794270805332,0.82954794270805332,0.82954794270805332,0.82954794270805332,0.82954794270805332,0.82954794270805332,0.82954794270805332,0.82954794270805332,0.82954794270805332,0.82954794270805332,0.82954794270805332,0.82954794270805332,0.82954794270805332,0.82954794270805332,0.82954794270805332,0.82954794270805332,0.82954794270805332,null,8.4999999999998632,0,0,0,0,0,0,0,0,0,0,0,0,0,0,0,0,0,0,0,0]
[null,null,null,null,null,null,null,null,null,8.509999999999863,0.8320668228001068,0.8320668228001068,0.8320668228001068,0.8320668228001068,0.8320668228001068,0.8320668228001068,0.8320668228001068,0.8320668228001068,0.8320668228001068,0.8320668228001068,0.8320668228001068,0.8320668228001068,0.8320668228001068,0.8320668228001068,0.8320668228001068,0.8320668228001068,0.8320668228001068,0.8320668228001068,0.8320668228001068,0.8320668228001068,null,8.509999999999863,0,0,0,0,0,0,0,0,0,0,0,0,0,0,0,0,0,0,0,0]
[null,null,null,null,null,null,null,null,null,8.5199999999998628,0.83459267048441366,0.83459267048441366,0.83459267048441366,0.83459267048441366,0.83459267048441366,0.83459267048441366,0.83459267048441366,0.83459267048441366,0.83459267048441366,0.83459267048441366,0.83459267048441366,0.83459267048441366,0.83459267048441366,0.83459267048441366,0.83459267048441366,0.83459267048441366,0.83459267048441366,0.83459267048441366,0.83459267048441366,0.83459267048441366,null,8.5199999999998628,0,0,0,0,0,0,0,0,0,0,0,0,0,0,0,0,0,0,0,0]
[null,null,null,null,null,null,null,null,null,8.5299999999998626,0.83712549948456194,0.83712549948456194,0.83712549948456194,0.83712549948456194,0.83712549948456194,0.83712549948456194,0.83712549948456194,0.83712549948456194,0.83712549948456194,0.83712549948456194,0.83712549948456194,0.83712549948456194,0.83712549948456194,0.83712549948456194,0.83712549948456194,0.83712549948456194,0.83712549948456194,0.83712549948456194,0.83712549948456194,0.83712549948456194,null,8.5299999999998626,0,0,0,0,0,0,0,0,0,0,0,0,0,0,0,0,0,0,0,0]
[null,null,null,null,null,null,null,null,null,8.5399999999998624,0.83966532353448498,0.83966532353448498,0.83966532353448498,0.83966532353448498,0.83966532353448498,0.83966532353448498,0.83966532353448498,0.83966532353448498,0.83966532353448498,0.83966532353448498,0.83966532353448498,0.83966532353448498,0.83966532353448498,0.83966532353448498,0.83966532353448498,0.83966532353448498,0.83966532353448498,0.83966532353448498,0.83966532353448498,0.83966532353448498,null,8.5399999999998624,0,0,0,0,0,0,0,0,0,0,0,0,0,0,0,0,0,0,0,0]
[null,null,null,null,null,null,null,null,null,8.5499999999998622,0.84221215637846292,0.84221215637846292,0.84221215637846292,0.84221215637846292,0.84221215637846292,0.84221215637846292,0.84221215637846292,0.84221215637846292,0.84221215637846292,0.84221215637846292,0.84221215637846292,0.84221215637846292,0.84221215637846292,0.84221215637846292,0.84221215637846292,0.84221215637846292,0.84221215637846292,0.84221215637846292,0.84221215637846292,0.84221215637846292,null,8.5499999999998622,0,0,0,0,0,0,0,0,0,0,0,0,0,0,0,0,0,0,0,0]
[null,null,null,null,null,null,null,null,null,8.5599999999998619,0.84476601177112121,0.84476601177112121,0.84476601177112121,0.84476601177112121,0.84476601177112121,0.84476601177112121,0.84476601177112121,0.84476601177112121,0.84476601177112121,0.84476601177112121,0.84476601177112121,0.84476601177112121,0.84476601177112121,0.84476601177112121,0.84476601177112121,0.84476601177112121,0.84476601177112121,0.84476601177112121,0.84476601177112121,0.84476601177112121,null,8.5599999999998619,0,0,0,0,0,0,0,0,0,0,0,0,0,0,0,0,0,0,0,0]
[null,null,null,null,null,null,null,null,null,8.5699999999998617,0.84732690347743167,0.84732690347743167,0.84732690347743167,0.84732690347743167,0.84732690347743167,0.84732690347743167,0.84732690347743167,0.84732690347743167,0.84732690347743167,0.84732690347743167,0.84732690347743167,0.84732690347743167,0.84732690347743167,0.84732690347743167,0.84732690347743167,0.84732690347743167,0.84732690347743167,0.84732690347743167,0.84732690347743167,0.84732690347743167,null,8.5699999999998617,0,0,0,0,0,0,0,0,0,0,0,0,0,0,0,0,0,0,0,0]
[null,null,null,null,null,null,null,null,null,8.5799999999998615,0.8498948452727122,0.8498948452727122,0.8498948452727122,0.8498948452727122,0.8498948452727122,0.8498948452727122,0.8498948452727122,0.8498948452727122,0.8498948452727122,0.8498948452727122,0.8498948452727122,0.8498948452727122,0.8498948452727122,0.8498948452727122,0.8498948452727122,0.8498948452727122,0.8498948452727122,0.8498948452727122,0.8498948452727122,0.8498948452727122,null,8.5799999999998615,0,0,0,0,0,0,0,0,0,0,0,0,0,0,0,0,0,0,0,0]
[null,null,null,null,null,null,null,null,null,8.5899999999998613,0.85246985094262617,0.85246985094262617,0.85246985094262617,0.85246985094262617,0.85246985094262617,0.85246985094262617,0.85246985094262617,0.85246985094262617,0.85246985094262617,0.85246985094262617,0.85246985094262617,0.85246985094262617,0.85246985094262617,0.85246985094262617,0.85246985094262617,0.85246985094262617,0.85246985094262617,0.85246985094262617,0.85246985094262617,0.85246985094262617,null,8.5899999999998613,0,0,0,0,0,0,0,0,0,0,0,0,0,0,0,0,0,0,0,0]
[null,null,null,null,null,null,null,null,null,8.5999999999998611,0.85505193428318338,0.85505193428318338,0.85505193428318338,0.85505193428318338,0.85505193428318338,0.85505193428318338,0.85505193428318338,0.85505193428318338,0.85505193428318338,0.85505193428318338,0.85505193428318338,0.85505193428318338,0.85505193428318338,0.85505193428318338,0.85505193428318338,0.85505193428318338,0.85505193428318338,0.85505193428318338,0.85505193428318338,0.85505193428318338,null,8.5999999999998611,0,0,0,0,0,0,0,0,0,0,0,0,0,0,0,0,0,0,0,0]
[null,null,null,null,null,null,null,null,null,8.6099999999998609,0.85764110910073976,0.85764110910073976,0.85764110910073976,0.85764110910073976,0.85764110910073976,0.85764110910073976,0.85764110910073976,0.85764110910073976,0.85764110910073976,0.85764110910073976,0.85764110910073976,0.85764110910073976,0.85764110910073976,0.85764110910073976,0.85764110910073976,0.85764110910073976,0.85764110910073976,0.85764110910073976,0.85764110910073976,0.85764110910073976,null,8.6099999999998609,0,0,0,0,0,0,0,0,0,0,0,0,0,0,0,0,0,0,0,0]
[null,null,null,null,null,null,null,null,null,8.6199999999998607,0.86023738921199677,0.86023738921199677,0.86023738921199677,0.86023738921199677,0.86023738921199677,0.86023738921199677,0.86023738921199677,0.86023738921199677,0.86023738921199677,0.86023738921199677,0.86023738921199677,0.86023738921199677,0.86023738921199677,0.86023738921199677,0.86023738921199677,0.86023738921199677,0.86023738921199677,0.86023738921199677,0.86023738921199677,0.86023738921199677,null,8.6199999999998607,0,0,0,0,0,0,0,0,0,0,0,0,0,0,0,0,0,0,0,0]
[null,null,null,null,null,null,null,null,null,8.6299999999998604,0.86284078844400203,0.86284078844400203,0.86284078844400203,0.86284078844400203,0.86284078844400203,0.86284078844400203,0.86284078844400203,0.86284078844400203,0.86284078844400203,0.86284078844400203,0.86284078844400203,0.86284078844400203,0.86284078844400203,0.86284078844400203,0.86284078844400203,0.86284078844400203,0.86284078844400203,0.86284078844400203,0.86284078844400203,0.86284078844400203,null,8.6299999999998604,0,0,0,0,0,0,0,0,0,0,0,0,0,0,0,0,0,0,0,0]
[null,null,null,null,null,null,null,null,null,8.6399999999998602,0.86545132063414953,0.86545132063414953,0.86545132063414953,0.86545132063414953,0.86545132063414953,0.86545132063414953,0.86545132063414953,0.86545132063414953,0.86545132063414953,0.86545132063414953,0.86545132063414953,0.86545132063414953,0.86545132063414953,0.86545132063414953,0.86545132063414953,0.86545132063414953,0.86545132063414953,0.86545132063414953,0.86545132063414953,0.86545132063414953,null,8.6399999999998602,0,0,0,0,0,0,0,0,0,0,0,0,0,0,0,0,0,0,0,0]
[null,null,null,null,null,null,null,null,null,8.64999999999986,0.86806899963017847,0.86806899963017847,0.86806899963017847,0.86806899963017847,0.86806899963017847,0.86806899963017847,0.86806899963017847,0.86806899963017847,0.86806899963017847,0.86806899963017847,0.86806899963017847,0.86806899963017847,0.86806899963017847,0.86806899963017847,0.86806899963017847,0.86806899963017847,0.86806899963017847,0.86806899963017847,0.86806899963017847,0.86806899963017847,null,8.64999999999986,0,0,0,0,0,0,0,0,0,0,0,0,0,0,0,0,0,0,0,0]
[null,null,null,null,null,null,null,null,null,8.6599999999998598,0.87069383929017485,0.87069383929017485,0.87069383929017485,0.87069383929017485,0.87069383929017485,0.87069383929017485,0.87069383929017485,0.87069383929017485,0.87069383929017485,0.87069383929017485,0.87069383929017485,0.87069383929017485,0.87069383929017485,0.87069383929017485,0.87069383929017485,0.87069383929017485,0.87069383929017485,0.87069383929017485,0.87069383929017485,0.87069383929017485,null,8.6599999999998598,0,0,0,0,0,0,0,0,0,0,0,0,0,0,0,0,0,0,0,0]
[null,null,null,null,null,null,null,null,null,8.6699999999998596,0.87332585348257041,0.87332585348257041,0.87332585348257041,0.87332585348257041,0.87332585348257041,0.87332585348257041,0.87332585348257041,0.87332585348257041,0.87332585348257041,0.87332585348257041,0.87332585348257041,0.87332585348257041,0.87332585348257041,0.87332585348257041,0.87332585348257041,0.87332585348257041,0.87332585348257041,0.87332585348257041,0.87332585348257041,0.87332585348257041,null,8.6699999999998596,0,0,0,0,0,0,0,0,0,0,0,0,0,0,0,0,0,0,0,0]
[null,null,null,null,null,null,null,null,null,8.6799999999998594,0.87596505608614239,0.87596505608614239,0.87596505608614239,0.87596505608614239,0.87596505608614239,0.87596505608614239,0.87596505608614239,0.87596505608614239,0.87596505608614239,0.87596505608614239,0.87596505608614239,0.87596505608614239,0.87596505608614239,0.87596505608614239,0.87596505608614239,0.87596505608614239,0.87596505608614239,0.87596505608614239,0.87596505608614239,0.87596505608614239,null,8.6799999999998594,0,0,0,0,0,0,0,0,0,0,0,0,0,0,0,0,0,0,0,0]
[null,null,null,null,null,null,null,null,null,8.6899999999998592,0.87861146099001475,0.87861146099001475,0.87861146099001475,0.87861146099001475,0.87861146099001475,0.87861146099001475,0.87861146099001475,0.87861146099001475,0.87861146099001475,0.87861146099001475,0.87861146099001475,0.87861146099001475,0.87861146099001475,0.87861146099001475,0.87861146099001475,0.87861146099001475,0.87861146099001475,0.87861146099001475,0.87861146099001475,0.87861146099001475,null,8.6899999999998592,0,0,0,0,0,0,0,0,0,0,0,0,0,0,0,0,0,0,0,0]
[null,null,null,null,null,null,null,null,null,8.699999999999859,0.88126508209365706,0.88126508209365706,0.88126508209365706,0.88126508209365706,0.88126508209365706,0.88126508209365706,0.88126508209365706,0.88126508209365706,0.88126508209365706,0.88126508209365706,0.88126508209365706,0.88126508209365706,0.88126508209365706,0.88126508209365706,0.88126508209365706,0.88126508209365706,0.88126508209365706,0.88126508209365706,0.88126508209365706,0.88126508209365706,null,8.699999999999859,0,0,0,0,0,0,0,0,0,0,0,0,0,0,0,0,0,0,0,0]
[null,null,null,null,null,null,null,null,null,8.7099999999998587,0.88392593330688496,0.88392593330688496,0.88392593330688496,0.88392593330688496,0.88392593330688496,0.88392593330688496,0.88392593330688496,0.88392593330688496,0.88392593330688496,0.88392593330688496,0.88392593330688496,0.88392593330688496,0.88392593330688496,0.88392593330688496,0.88392593330688496,0.88392593330688496,0.88392593330688496,0.88392593330688496,0.88392593330688496,0.88392593330688496,null,8.7099999999998587,0,0,0,0,0,0,0,0,0,0,0,0,0,0,0,0,0,0,0,0]
[null,null,null,null,null,null,null,null,null,8.7199999999998585,0.88659402854986002,0.88659402854986002,0.88659402854986002,0.88659402854986002,0.88659402854986002,0.88659402854986002,0.88659402854986002,0.88659402854986002,0.88659402854986002,0.88659402854986002,0.88659402854986002,0.88659402854986002,0.88659402854986002,0.88659402854986002,0.88659402854986002,0.88659402854986002,0.88659402854986002,0.88659402854986002,0.88659402854986002,0.88659402854986002,null,8.7199999999998585,0,0,0,0,0,0,0,0,0,0,0,0,0,0,0,0,0,0,0,0]
[null,null,null,null,null,null,null,null,null,8.7299999999998583,0.88926938175308978,0.88926938175308978,0.88926938175308978,0.88926938175308978,0.88926938175308978,0.88926938175308978,0.88926938175308978,0.88926938175308978,0.88926938175308978,0.88926938175308978,0.88926938175308978,0.88926938175308978,0.88926938175308978,0.88926938175308978,0.88926938175308978,0.88926938175308978,0.88926938175308978,0.88926938175308978,0.88926938175308978,0.88926938175308978,null,8.7299999999998583,0,0,0,0,0,0,0,0,0,0,0,0,0,0,0,0,0,0,0,0]
[null,null,null,null,null,null,null,null,null,8.7399999999998581,0.89195200685742793,0.89195200685742793,0.89195200685742793,0.89195200685742793,0.89195200685742793,0.89195200685742793,0.89195200685742793,0.89195200685742793,0.89195200685742793,0.89195200685742793,0.89195200685742793,0.89195200685742793,0.89195200685742793,0.89195200685742793,0.89195200685742793,0.89195200685742793,0.89195200685742793,0.89195200685742793,0.89195200685742793,0.89195200685742793,null,8.7399999999998581,0,0,0,0,0,0,0,0,0,0,0,0,0,0,0,0,0,0,0,0]
[null,null,null,null,null,null,null,null,null,8.7499999999998579,0.89464191781407398,0.89464191781407398,0.89464191781407398,0.89464191781407398,0.89464191781407398,0.89464191781407398,0.89464191781407398,0.89464191781407398,0.89464191781407398,0.89464191781407398,0.89464191781407398,0.89464191781407398,0.89464191781407398,0.89464191781407398,0.89464191781407398,0.89464191781407398,0.89464191781407398,0.89464191781407398,0.89464191781407398,0.89464191781407398,null,8.7499999999998579,0,0,0,0,0,0,0,0,0,0,0,0,0,0,0,0,0,0,0,0]
[null,null,null,null,null,null,null,null,null,8.7599999999998577,0.89733912858457365,0.89733912858457365,0.89733912858457365,0.89733912858457365,0.89733912858457365,0.89733912858457365,0.89733912858457365,0.89733912858457365,0.89733912858457365,0.89733912858457365,0.89733912858457365,0.89733912858457365,0.89733912858457365,0.89733912858457365,0.89733912858457365,0.89733912858457365,0.89733912858457365,0.89733912858457365,0.89733912858457365,0.89733912858457365,null,8.7599999999998577,0,0,0,0,0,0,0,0,0,0,0,0,0,0,0,0,0,0,0,0]
[null,null,null,null,null,null,null,null,null,8.7699999999998575,0.90004365314081836,0.90004365314081836,0.90004365314081836,0.90004365314081836,0.90004365314081836,0.90004365314081836,0.90004365314081836,0.90004365314081836,0.90004365314081836,0.90004365314081836,0.90004365314081836,0.90004365314081836,0.90004365314081836,0.90004365314081836,0.90004365314081836,0.90004365314081836,0.90004365314081836,0.90004365314081836,0.90004365314081836,0.90004365314081836,null,8.7699999999998575,0,0,0,0,0,0,0,0,0,0,0,0,0,0,0,0,0,0,0,0]
[null,null,null,null,null,null,null,null,null,8.7799999999998573,0.9027555054650459,0.9027555054650459,0.9027555054650459,0.9027555054650459,0.9027555054650459,0.9027555054650459,0.9027555054650459,0.9027555054650459,0.9027555054650459,0.9027555054650459,0.9027555054650459,0.9027555054650459,0.9027555054650459,0.9027555054650459,0.9027555054650459,0.9027555054650459,0.9027555054650459,0.9027555054650459,0.9027555054650459,0.9027555054650459,null,8.7799999999998573,0,0,0,0,0,0,0,0,0,0,0,0,0,0,0,0,0,0,0,0]
[null,null,null,null,null,null,null,null,null,8.789999999999857,0.90547469954983939,0.90547469954983939,0.90547469954983939,0.90547469954983939,0.90547469954983939,0.90547469954983939,0.90547469954983939,0.90547469954983939,0.90547469954983939,0.90547469954983939,0.90547469954983939,0.90547469954983939,0.90547469954983939,0.90547469954983939,0.90547469954983939,0.90547469954983939,0.90547469954983939,0.90547469954983939,0.90547469954983939,0.90547469954983939,null,8.789999999999857,0,0,0,0,0,0,0,0,0,0,0,0,0,0,0,0,0,0,0,0]
[null,null,null,null,null,null,null,null,null,8.7999999999998568,0.90820124939812918,0.90820124939812918,0.90820124939812918,0.90820124939812918,0.90820124939812918,0.90820124939812918,0.90820124939812918,0.90820124939812918,0.90820124939812918,0.90820124939812918,0.90820124939812918,0.90820124939812918,0.90820124939812918,0.90820124939812918,0.90820124939812918,0.90820124939812918,0.90820124939812918,0.90820124939812918,0.90820124939812918,0.90820124939812918,null,8.7999999999998568,0,0,0,0,0,0,0,0,0,0,0,0,0,0,0,0,0,0,0,0]
[null,null,null,null,null,null,null,null,null,8.8099999999998566,0.91093516902319016,0.91093516902319016,0.91093516902319016,0.91093516902319016,0.91093516902319016,0.91093516902319016,0.91093516902319016,0.91093516902319016,0.91093516902319016,0.91093516902319016,0.91093516902319016,0.91093516902319016,0.91093516902319016,0.91093516902319016,0.91093516902319016,0.91093516902319016,0.91093516902319016,0.91093516902319016,0.91093516902319016,0.91093516902319016,null,8.8099999999998566,0,0,0,0,0,0,0,0,0,0,0,0,0,0,0,0,0,0,0,0]
[null,null,null,null,null,null,null,null,null,8.8199999999998564,0.91367647244864403,0.91367647244864403,0.91367647244864403,0.91367647244864403,0.91367647244864403,0.91367647244864403,0.91367647244864403,0.91367647244864403,0.91367647244864403,0.91367647244864403,0.91367647244864403,0.91367647244864403,0.91367647244864403,0.91367647244864403,0.91367647244864403,0.91367647244864403,0.91367647244864403,0.91367647244864403,0.91367647244864403,0.91367647244864403,null,8.8199999999998564,0,0,0,0,0,0,0,0,0,0,0,0,0,0,0,0,0,0,0,0]
[null,null,null,null,null,null,null,null,null,8.8299999999998562,0.91642517370845822,0.91642517370845822,0.91642517370845822,0.91642517370845822,0.91642517370845822,0.91642517370845822,0.91642517370845822,0.91642517370845822,0.91642517370845822,0.91642517370845822,0.91642517370845822,0.91642517370845822,0.91642517370845822,0.91642517370845822,0.91642517370845822,0.91642517370845822,0.91642517370845822,0.91642517370845822,0.91642517370845822,0.91642517370845822,null,8.8299999999998562,0,0,0,0,0,0,0,0,0,0,0,0,0,0,0,0,0,0,0,0]
[null,null,null,null,null,null,null,null,null,8.839999999999856,0.91918128684694678,0.91918128684694678,0.91918128684694678,0.91918128684694678,0.91918128684694678,0.91918128684694678,0.91918128684694678,0.91918128684694678,0.91918128684694678,0.91918128684694678,0.91918128684694678,0.91918128684694678,0.91918128684694678,0.91918128684694678,0.91918128684694678,0.91918128684694678,0.91918128684694678,0.91918128684694678,0.91918128684694678,0.91918128684694678,null,8.839999999999856,0,0,0,0,0,0,0,0,0,0,0,0,0,0,0,0,0,0,0,0]
[null,null,null,null,null,null,null,null,null,8.8499999999998558,0.92194482591876847,0.92194482591876847,0.92194482591876847,0.92194482591876847,0.92194482591876847,0.92194482591876847,0.92194482591876847,0.92194482591876847,0.92194482591876847,0.92194482591876847,0.92194482591876847,0.92194482591876847,0.92194482591876847,0.92194482591876847,0.92194482591876847,0.92194482591876847,0.92194482591876847,0.92194482591876847,0.92194482591876847,0.92194482591876847,null,8.8499999999998558,0,0,0,0,0,0,0,0,0,0,0,0,0,0,0,0,0,0,0,0]
[null,null,null,null,null,null,null,null,null,8.8599999999998555,0.92471580498892947,0.92471580498892947,0.92471580498892947,0.92471580498892947,0.92471580498892947,0.92471580498892947,0.92471580498892947,0.92471580498892947,0.92471580498892947,0.92471580498892947,0.92471580498892947,0.92471580498892947,0.92471580498892947,0.92471580498892947,0.92471580498892947,0.92471580498892947,0.92471580498892947,0.92471580498892947,0.92471580498892947,0.92471580498892947,null,8.8599999999998555,0,0,0,0,0,0,0,0,0,0,0,0,0,0,0,0,0,0,0,0]
[null,null,null,null,null,null,null,null,null,8.8699999999998553,0.92749423813278076,0.92749423813278076,0.92749423813278076,0.92749423813278076,0.92749423813278076,0.92749423813278076,0.92749423813278076,0.92749423813278076,0.92749423813278076,0.92749423813278076,0.92749423813278076,0.92749423813278076,0.92749423813278076,0.92749423813278076,0.92749423813278076,0.92749423813278076,0.92749423813278076,0.92749423813278076,0.92749423813278076,0.92749423813278076,null,8.8699999999998553,0,0,0,0,0,0,0,0,0,0,0,0,0,0,0,0,0,0,0,0]
[null,null,null,null,null,null,null,null,null,8.8799999999998551,0.93028013943602039,0.93028013943602039,0.93028013943602039,0.93028013943602039,0.93028013943602039,0.93028013943602039,0.93028013943602039,0.93028013943602039,0.93028013943602039,0.93028013943602039,0.93028013943602039,0.93028013943602039,0.93028013943602039,0.93028013943602039,0.93028013943602039,0.93028013943602039,0.93028013943602039,0.93028013943602039,0.93028013943602039,0.93028013943602039,null,8.8799999999998551,0,0,0,0,0,0,0,0,0,0,0,0,0,0,0,0,0,0,0,0]
[null,null,null,null,null,null,null,null,null,8.8899999999998549,0.93307352299469137,0.93307352299469137,0.93307352299469137,0.93307352299469137,0.93307352299469137,0.93307352299469137,0.93307352299469137,0.93307352299469137,0.93307352299469137,0.93307352299469137,0.93307352299469137,0.93307352299469137,0.93307352299469137,0.93307352299469137,0.93307352299469137,0.93307352299469137,0.93307352299469137,0.93307352299469137,0.93307352299469137,0.93307352299469137,null,8.8899999999998549,0,0,0,0,0,0,0,0,0,0,0,0,0,0,0,0,0,0,0,0]
[null,null,null,null,null,null,null,null,null,8.8999999999998547,0.93587440291518342,0.93587440291518342,0.93587440291518342,0.93587440291518342,0.93587440291518342,0.93587440291518342,0.93587440291518342,0.93587440291518342,0.93587440291518342,0.93587440291518342,0.93587440291518342,0.93587440291518342,0.93587440291518342,0.93587440291518342,0.93587440291518342,0.93587440291518342,0.93587440291518342,0.93587440291518342,0.93587440291518342,0.93587440291518342,null,8.8999999999998547,0,0,0,0,0,0,0,0,0,0,0,0,0,0,0,0,0,0,0,0]
[null,null,null,null,null,null,null,null,null,8.9099999999998545,0.93868279331423199,0.93868279331423199,0.93868279331423199,0.93868279331423199,0.93868279331423199,0.93868279331423199,0.93868279331423199,0.93868279331423199,0.93868279331423199,0.93868279331423199,0.93868279331423199,0.93868279331423199,0.93868279331423199,0.93868279331423199,0.93868279331423199,0.93868279331423199,0.93868279331423199,0.93868279331423199,0.93868279331423199,0.93868279331423199,null,8.9099999999998545,0,0,0,0,0,0,0,0,0,0,0,0,0,0,0,0,0,0,0,0]
[null,null,null,null,null,null,null,null,null,8.9199999999998543,0.9414987083189188,0.9414987083189188,0.9414987083189188,0.9414987083189188,0.9414987083189188,0.9414987083189188,0.9414987083189188,0.9414987083189188,0.9414987083189188,0.9414987083189188,0.9414987083189188,0.9414987083189188,0.9414987083189188,0.9414987083189188,0.9414987083189188,0.9414987083189188,0.9414987083189188,0.9414987083189188,0.9414987083189188,0.9414987083189188,null,8.9199999999998543,0,0,0,0,0,0,0,0,0,0,0,0,0,0,0,0,0,0,0,0]
[null,null,null,null,null,null,null,null,null,8.9299999999998541,0.94432216206667074,0.94432216206667074,0.94432216206667074,0.94432216206667074,0.94432216206667074,0.94432216206667074,0.94432216206667074,0.94432216206667074,0.94432216206667074,0.94432216206667074,0.94432216206667074,0.94432216206667074,0.94432216206667074,0.94432216206667074,0.94432216206667074,0.94432216206667074,0.94432216206667074,0.94432216206667074,0.94432216206667074,0.94432216206667074,null,8.9299999999998541,0,0,0,0,0,0,0,0,0,0,0,0,0,0,0,0,0,0,0,0]
[null,null,null,null,null,null,null,null,null,8.9399999999998538,0.94715316870526178,0.94715316870526178,0.94715316870526178,0.94715316870526178,0.94715316870526178,0.94715316870526178,0.94715316870526178,0.94715316870526178,0.94715316870526178,0.94715316870526178,0.94715316870526178,0.94715316870526178,0.94715316870526178,0.94715316870526178,0.94715316870526178,0.94715316870526178,0.94715316870526178,0.94715316870526178,0.94715316870526178,0.94715316870526178,null,8.9399999999998538,0,0,0,0,0,0,0,0,0,0,0,0,0,0,0,0,0,0,0,0]
[null,null,null,null,null,null,null,null,null,8.9499999999998536,0.94999174239281114,0.94999174239281114,0.94999174239281114,0.94999174239281114,0.94999174239281114,0.94999174239281114,0.94999174239281114,0.94999174239281114,0.94999174239281114,0.94999174239281114,0.94999174239281114,0.94999174239281114,0.94999174239281114,0.94999174239281114,0.94999174239281114,0.94999174239281114,0.94999174239281114,0.94999174239281114,0.94999174239281114,0.94999174239281114,null,8.9499999999998536,0,0,0,0,0,0,0,0,0,0,0,0,0,0,0,0,0,0,0,0]
[null,null,null,null,null,null,null,null,null,8.9599999999998534,{"$f":"IF(AQ$16=0,0,IF(K$36*$J941^4  +    K$37*$J941^3   +    K$38*$J941^2    +    K$39*$J941   +    K$40>1,1,K$36*$J941^4  +    K$37*$J941^3   +    K$38*$J941^2    +    K$39*$J941   +    K$40))","v":0.95283789729778412},{"$f":"IF(AR$16=0,0,IF(L$36*$J941^4  +    L$37*$J941^3   +    L$38*$J941^2    +    L$39*$J941   +    L$40>1,1,L$36*$J941^4  +    L$37*$J941^3   +    L$38*$J941^2    +    L$39*$J941   +    L$40))","v":0.95283789729778412},{"$f":"IF(AS$16=0,0,IF(M$36*$J941^4  +    M$37*$J941^3   +    M$38*$J941^2    +    M$39*$J941   +    M$40>1,1,M$36*$J941^4  +    M$37*$J941^3   +    M$38*$J941^2    +    M$39*$J941   +    M$40))","v":0.95283789729778412},{"$f":"IF(AT$16=0,0,IF(N$36*$J941^4  +    N$37*$J941^3   +    N$38*$J941^2    +    N$39*$J941   +    N$40>1,1,N$36*$J941^4  +    N$37*$J941^3   +    N$38*$J941^2    +    N$39*$J941   +    N$40))","v":0.95283789729778412},{"$f":"IF(AU$16=0,0,IF(O$36*$J941^4  +    O$37*$J941^3   +    O$38*$J941^2    +    O$39*$J941   +    O$40>1,1,O$36*$J941^4  +    O$37*$J941^3   +    O$38*$J941^2    +    O$39*$J941   +    O$40))","v":0.95283789729778412},{"$f":"IF(AV$16=0,0,IF(P$36*$J941^4  +    P$37*$J941^3   +    P$38*$J941^2    +    P$39*$J941   +    P$40>1,1,P$36*$J941^4  +    P$37*$J941^3   +    P$38*$J941^2    +    P$39*$J941   +    P$40))","v":0.95283789729778412},{"$f":"IF(AW$16=0,0,IF(Q$36*$J941^4  +    Q$37*$J941^3   +    Q$38*$J941^2    +    Q$39*$J941   +    Q$40>1,1,Q$36*$J941^4  +    Q$37*$J941^3   +    Q$38*$J941^2    +    Q$39*$J941   +    Q$40))","v":0.95283789729778412},{"$f":"IF(AX$16=0,0,IF(R$36*$J941^4  +    R$37*$J941^3   +    R$38*$J941^2    +    R$39*$J941   +    R$40>1,1,R$36*$J941^4  +    R$37*$J941^3   +    R$38*$J941^2    +    R$39*$J941   +    R$40))","v":0.95283789729778412},{"$f":"IF(AY$16=0,0,IF(S$36*$J941^4  +    S$37*$J941^3   +    S$38*$J941^2    +    S$39*$J941   +    S$40>1,1,S$36*$J941^4  +    S$37*$J941^3   +    S$38*$J941^2    +    S$39*$J941   +    S$40))","v":0.95283789729778412},{"$f":"IF(AZ$16=0,0,IF(T$36*$J941^4  +    T$37*$J941^3   +    T$38*$J941^2    +    T$39*$J941   +    T$40>1,1,T$36*$J941^4  +    T$37*$J941^3   +    T$38*$J941^2    +    T$39*$J941   +    T$40))","v":0.95283789729778412},{"$f":"IF(BA$16=0,0,IF(U$36*$J941^4  +    U$37*$J941^3   +    U$38*$J941^2    +    U$39*$J941   +    U$40>1,1,U$36*$J941^4  +    U$37*$J941^3   +    U$38*$J941^2    +    U$39*$J941   +    U$40))","v":0.95283789729778412},{"$f":"IF(BB$16=0,0,IF(V$36*$J941^4  +    V$37*$J941^3   +    V$38*$J941^2    +    V$39*$J941   +    V$40>1,1,V$36*$J941^4  +    V$37*$J941^3   +    V$38*$J941^2    +    V$39*$J941   +    V$40))","v":0.95283789729778412},{"$f":"IF(BC$16=0,0,IF(W$36*$J941^4  +    W$37*$J941^3   +    W$38*$J941^2    +    W$39*$J941   +    W$40>1,1,W$36*$J941^4  +    W$37*$J941^3   +    W$38*$J941^2    +    W$39*$J941   +    W$40))","v":0.95283789729778412},{"$f":"IF(BD$16=0,0,IF(X$36*$J941^4  +    X$37*$J941^3   +    X$38*$J941^2    +    X$39*$J941   +    X$40>1,1,X$36*$J941^4  +    X$37*$J941^3   +    X$38*$J941^2    +    X$39*$J941   +    X$40))","v":0.95283789729778412},{"$f":"IF(BE$16=0,0,IF(Y$36*$J941^4  +    Y$37*$J941^3   +    Y$38*$J941^2    +    Y$39*$J941   +    Y$40>1,1,Y$36*$J941^4  +    Y$37*$J941^3   +    Y$38*$J941^2    +    Y$39*$J941   +    Y$40))","v":0.95283789729778412},{"$f":"IF(BF$16=0,0,IF(Z$36*$J941^4  +    Z$37*$J941^3   +    Z$38*$J941^2    +    Z$39*$J941   +    Z$40>1,1,Z$36*$J941^4  +    Z$37*$J941^3   +    Z$38*$J941^2    +    Z$39*$J941   +    Z$40))","v":0.95283789729778412},{"$f":"IF(BG$16=0,0,IF(AA$36*$J941^4  +    AA$37*$J941^3   +    AA$38*$J941^2    +    AA$39*$J941   +    AA$40>1,1,AA$36*$J941^4  +    AA$37*$J941^3   +    AA$38*$J941^2    +    AA$39*$J941   +    AA$40))","v":0.95283789729778412},{"$f":"IF(BH$16=0,0,IF(AB$36*$J941^4  +    AB$37*$J941^3   +    AB$38*$J941^2    +    AB$39*$J941   +    AB$40>1,1,AB$36*$J941^4  +    AB$37*$J941^3   +    AB$38*$J941^2    +    AB$39*$J941   +    AB$40))","v":0.95283789729778412},{"$f":"IF(BI$16=0,0,IF(AC$36*$J941^4  +    AC$37*$J941^3   +    AC$38*$J941^2    +    AC$39*$J941   +    AC$40>1,1,AC$36*$J941^4  +    AC$37*$J941^3   +    AC$38*$J941^2    +    AC$39*$J941   +    AC$40))","v":0.95283789729778412},{"$f":"IF(BJ$16=0,0,IF(AD$36*$J941^4  +    AD$37*$J941^3   +    AD$38*$J941^2    +    AD$39*$J941   +    AD$40>1,1,AD$36*$J941^4  +    AD$37*$J941^3   +    AD$38*$J941^2    +    AD$39*$J941   +    AD$40))","v":0.95283789729778412},null,8.9599999999998534,{"$f":"IF(AG$43<>0,INDEX(K$45:K$1045, MATCH($AF941*(AG$43/24), $J$45:$J$1045)), 0)","v":0},{"$f":"IF(AH$43<>0,INDEX(L$45:L$1045, MATCH($AF941*(AH$43/24), $J$45:$J$1045)), 0)","v":0},{"$f":"IF(AI$43<>0,INDEX(M$45:M$1045, MATCH($AF941*(AI$43/24), $J$45:$J$1045)), 0)","v":0},{"$f":"IF(AJ$43<>0,INDEX(N$45:N$1045, MATCH($AF941*(AJ$43/24), $J$45:$J$1045)), 0)","v":0},{"$f":"IF(AK$43<>0,INDEX(O$45:O$1045, MATCH($AF941*(AK$43/24), $J$45:$J$1045)), 0)","v":0},{"$f":"IF(AL$43<>0,INDEX(P$45:P$1045, MATCH($AF941*(AL$43/24), $J$45:$J$1045)), 0)","v":0},{"$f":"IF(AM$43<>0,INDEX(Q$45:Q$1045, MATCH($AF941*(AM$43/24), $J$45:$J$1045)), 0)","v":0},{"$f":"IF(AN$43<>0,INDEX(R$45:R$1045, MATCH($AF941*(AN$43/24), $J$45:$J$1045)), 0)","v":0},{"$f":"IF(AO$43<>0,INDEX(S$45:S$1045, MATCH($AF941*(AO$43/24), $J$45:$J$1045)), 0)","v":0},{"$f":"IF(AP$43<>0,INDEX(T$45:T$1045, MATCH($AF941*(AP$43/24), $J$45:$J$1045)), 0)","v":0},{"$f":"IF(AQ$43<>0,INDEX(U$45:U$1045, MATCH($AF941*(AQ$43/24), $J$45:$J$1045)), 0)","v":0},{"$f":"IF(AR$43<>0,INDEX(V$45:V$1045, MATCH($AF941*(AR$43/24), $J$45:$J$1045)), 0)","v":0},{"$f":"IF(AS$43<>0,INDEX(W$45:W$1045, MATCH($AF941*(AS$43/24), $J$45:$J$1045)), 0)","v":0},{"$f":"IF(AT$43<>0,INDEX(X$45:X$1045, MATCH($AF941*(AT$43/24), $J$45:$J$1045)), 0)","v":0},{"$f":"IF(AU$43<>0,INDEX(Y$45:Y$1045, MATCH($AF941*(AU$43/24), $J$45:$J$1045)), 0)","v":0},{"$f":"IF(AV$43<>0,INDEX(Z$45:Z$1045, MATCH($AF941*(AV$43/24), $J$45:$J$1045)), 0)","v":0},{"$f":"IF(AW$43<>0,INDEX(AA$45:AA$1045, MATCH($AF941*(AW$43/24), $J$45:$J$1045)), 0)","v":0},{"$f":"IF(AX$43<>0,INDEX(AB$45:AB$1045, MATCH($AF941*(AX$43/24), $J$45:$J$1045)), 0)","v":0},{"$f":"IF(AY$43<>0,INDEX(AC$45:AC$1045, MATCH($AF941*(AY$43/24), $J$45:$J$1045)), 0)","v":0},{"$f":"IF(AZ$43<>0,INDEX(AD$45:AD$1045, MATCH($AF941*(AZ$43/24), $J$45:$J$1045)), 0)","v":0}]
[null,null,null,null,null,null,null,null,null,{"$f":"J941+0.01","v":8.9699999999998532},0.95569164759899261,0.95569164759899261,0.95569164759899261,0.95569164759899261,0.95569164759899261,0.95569164759899261,0.95569164759899261,0.95569164759899261,0.95569164759899261,0.95569164759899261,0.95569164759899261,0.95569164759899261,0.95569164759899261,0.95569164759899261,0.95569164759899261,0.95569164759899261,0.95569164759899261,0.95569164759899261,0.95569164759899261,0.95569164759899261,null,{"$f":"AF941+0.01","v":8.9699999999998532},0,0,0,0,0,0,0,0,0,0,0,0,0,0,0,0,0,0,0,0]
[null,null,null,null,null,null,null,null,null,8.979999999999853,0.9585530074855938,0.9585530074855938,0.9585530074855938,0.9585530074855938,0.9585530074855938,0.9585530074855938,0.9585530074855938,0.9585530074855938,0.9585530074855938,0.9585530074855938,0.9585530074855938,0.9585530074855938,0.9585530074855938,0.9585530074855938,0.9585530074855938,0.9585530074855938,0.9585530074855938,0.9585530074855938,0.9585530074855938,0.9585530074855938,null,8.979999999999853,0,0,0,0,0,0,0,0,0,0,0,0,0,0,0,0,0,0,0,0]
[null,null,null,null,null,null,null,null,null,8.9899999999998528,0.96142199115709126,0.96142199115709126,0.96142199115709126,0.96142199115709126,0.96142199115709126,0.96142199115709126,0.96142199115709126,0.96142199115709126,0.96142199115709126,0.96142199115709126,0.96142199115709126,0.96142199115709126,0.96142199115709126,0.96142199115709126,0.96142199115709126,0.96142199115709126,0.96142199115709126,0.96142199115709126,0.96142199115709126,0.96142199115709126,null,8.9899999999998528,0,0,0,0,0,0,0,0,0,0,0,0,0,0,0,0,0,0,0,0]
[null,null,null,null,null,null,null,null,null,8.9999999999998526,0.96429861282333396,0.96429861282333396,0.96429861282333396,0.96429861282333396,0.96429861282333396,0.96429861282333396,0.96429861282333396,0.96429861282333396,0.96429861282333396,0.96429861282333396,0.96429861282333396,0.96429861282333396,0.96429861282333396,0.96429861282333396,0.96429861282333396,0.96429861282333396,0.96429861282333396,0.96429861282333396,0.96429861282333396,0.96429861282333396,null,8.9999999999998526,0,0,0,0,0,0,0,0,0,0,0,0,0,0,0,0,0,0,0,0]
[null,null,null,null,null,null,null,null,null,9.0099999999998523,0.96718288670451769,0.96718288670451769,0.96718288670451769,0.96718288670451769,0.96718288670451769,0.96718288670451769,0.96718288670451769,0.96718288670451769,0.96718288670451769,0.96718288670451769,0.96718288670451769,0.96718288670451769,0.96718288670451769,0.96718288670451769,0.96718288670451769,0.96718288670451769,0.96718288670451769,0.96718288670451769,0.96718288670451769,0.96718288670451769,null,9.0099999999998523,0,0,0,0,0,0,0,0,0,0,0,0,0,0,0,0,0,0,0,0]
[null,null,null,null,null,null,null,null,null,9.0199999999998521,0.97007482703118364,0.97007482703118364,0.97007482703118364,0.97007482703118364,0.97007482703118364,0.97007482703118364,0.97007482703118364,0.97007482703118364,0.97007482703118364,0.97007482703118364,0.97007482703118364,0.97007482703118364,0.97007482703118364,0.97007482703118364,0.97007482703118364,0.97007482703118364,0.97007482703118364,0.97007482703118364,0.97007482703118364,0.97007482703118364,null,9.0199999999998521,0,0,0,0,0,0,0,0,0,0,0,0,0,0,0,0,0,0,0,0]
[null,null,null,null,null,null,null,null,null,9.0299999999998519,0.97297444804421962,0.97297444804421962,0.97297444804421962,0.97297444804421962,0.97297444804421962,0.97297444804421962,0.97297444804421962,0.97297444804421962,0.97297444804421962,0.97297444804421962,0.97297444804421962,0.97297444804421962,0.97297444804421962,0.97297444804421962,0.97297444804421962,0.97297444804421962,0.97297444804421962,0.97297444804421962,0.97297444804421962,0.97297444804421962,null,9.0299999999998519,0,0,0,0,0,0,0,0,0,0,0,0,0,0,0,0,0,0,0,0]
[null,null,null,null,null,null,null,null,null,9.0399999999998517,0.9758817639948586,0.9758817639948586,0.9758817639948586,0.9758817639948586,0.9758817639948586,0.9758817639948586,0.9758817639948586,0.9758817639948586,0.9758817639948586,0.9758817639948586,0.9758817639948586,0.9758817639948586,0.9758817639948586,0.9758817639948586,0.9758817639948586,0.9758817639948586,0.9758817639948586,0.9758817639948586,0.9758817639948586,0.9758817639948586,null,9.0399999999998517,0,0,0,0,0,0,0,0,0,0,0,0,0,0,0,0,0,0,0,0]
[null,null,null,null,null,null,null,null,null,9.0499999999998515,0.97879678914467994,0.97879678914467994,0.97879678914467994,0.97879678914467994,0.97879678914467994,0.97879678914467994,0.97879678914467994,0.97879678914467994,0.97879678914467994,0.97879678914467994,0.97879678914467994,0.97879678914467994,0.97879678914467994,0.97879678914467994,0.97879678914467994,0.97879678914467994,0.97879678914467994,0.97879678914467994,0.97879678914467994,0.97879678914467994,null,9.0499999999998515,0,0,0,0,0,0,0,0,0,0,0,0,0,0,0,0,0,0,0,0]
[null,null,null,null,null,null,null,null,null,9.0599999999998513,0.9817195377656095,0.9817195377656095,0.9817195377656095,0.9817195377656095,0.9817195377656095,0.9817195377656095,0.9817195377656095,0.9817195377656095,0.9817195377656095,0.9817195377656095,0.9817195377656095,0.9817195377656095,0.9817195377656095,0.9817195377656095,0.9817195377656095,0.9817195377656095,0.9817195377656095,0.9817195377656095,0.9817195377656095,0.9817195377656095,null,9.0599999999998513,0,0,0,0,0,0,0,0,0,0,0,0,0,0,0,0,0,0,0,0]
[null,null,null,null,null,null,null,null,null,9.0699999999998511,0.9846500241399182,0.9846500241399182,0.9846500241399182,0.9846500241399182,0.9846500241399182,0.9846500241399182,0.9846500241399182,0.9846500241399182,0.9846500241399182,0.9846500241399182,0.9846500241399182,0.9846500241399182,0.9846500241399182,0.9846500241399182,0.9846500241399182,0.9846500241399182,0.9846500241399182,0.9846500241399182,0.9846500241399182,0.9846500241399182,null,9.0699999999998511,0,0,0,0,0,0,0,0,0,0,0,0,0,0,0,0,0,0,0,0]
[null,null,null,null,null,null,null,null,null,9.0799999999998509,0.98758826256022347,0.98758826256022347,0.98758826256022347,0.98758826256022347,0.98758826256022347,0.98758826256022347,0.98758826256022347,0.98758826256022347,0.98758826256022347,0.98758826256022347,0.98758826256022347,0.98758826256022347,0.98758826256022347,0.98758826256022347,0.98758826256022347,0.98758826256022347,0.98758826256022347,0.98758826256022347,0.98758826256022347,0.98758826256022347,null,9.0799999999998509,0,0,0,0,0,0,0,0,0,0,0,0,0,0,0,0,0,0,0,0]
[null,null,null,null,null,null,null,null,null,9.0899999999998506,0.9905342673294889,0.9905342673294889,0.9905342673294889,0.9905342673294889,0.9905342673294889,0.9905342673294889,0.9905342673294889,0.9905342673294889,0.9905342673294889,0.9905342673294889,0.9905342673294889,0.9905342673294889,0.9905342673294889,0.9905342673294889,0.9905342673294889,0.9905342673294889,0.9905342673294889,0.9905342673294889,0.9905342673294889,0.9905342673294889,null,9.0899999999998506,0,0,0,0,0,0,0,0,0,0,0,0,0,0,0,0,0,0,0,0]
[null,null,null,null,null,null,null,null,null,9.0999999999998504,0.99348805276102337,0.99348805276102337,0.99348805276102337,0.99348805276102337,0.99348805276102337,0.99348805276102337,0.99348805276102337,0.99348805276102337,0.99348805276102337,0.99348805276102337,0.99348805276102337,0.99348805276102337,0.99348805276102337,0.99348805276102337,0.99348805276102337,0.99348805276102337,0.99348805276102337,0.99348805276102337,0.99348805276102337,0.99348805276102337,null,9.0999999999998504,0,0,0,0,0,0,0,0,0,0,0,0,0,0,0,0,0,0,0,0]
[null,null,null,null,null,null,null,null,null,9.1099999999998502,0.99644963317848267,0.99644963317848267,0.99644963317848267,0.99644963317848267,0.99644963317848267,0.99644963317848267,0.99644963317848267,0.99644963317848267,0.99644963317848267,0.99644963317848267,0.99644963317848267,0.99644963317848267,0.99644963317848267,0.99644963317848267,0.99644963317848267,0.99644963317848267,0.99644963317848267,0.99644963317848267,0.99644963317848267,0.99644963317848267,null,9.1099999999998502,0,0,0,0,0,0,0,0,0,0,0,0,0,0,0,0,0,0,0,0]
[null,null,null,null,null,null,null,null,null,9.11999999999985,0.99941902291586804,0.99941902291586804,0.99941902291586804,0.99941902291586804,0.99941902291586804,0.99941902291586804,0.99941902291586804,0.99941902291586804,0.99941902291586804,0.99941902291586804,0.99941902291586804,0.99941902291586804,0.99941902291586804,0.99941902291586804,0.99941902291586804,0.99941902291586804,0.99941902291586804,0.99941902291586804,0.99941902291586804,0.99941902291586804,null,9.11999999999985,0,0,0,0,0,0,0,0,0,0,0,0,0,0,0,0,0,0,0,0]
[null,null,null,null,null,null,null,null,null,9.1299999999998498,1,1,1,1,1,1,1,1,1,1,1,1,1,1,1,1,1,1,1,1,null,9.1299999999998498,0,0,0,0,0,0,0,0,0,0,0,0,0,0,0,0,0,0,0,0]
[null,null,null,null,null,null,null,null,null,9.1399999999998496,1,1,1,1,1,1,1,1,1,1,1,1,1,1,1,1,1,1,1,1,null,9.1399999999998496,0,0,0,0,0,0,0,0,0,0,0,0,0,0,0,0,0,0,0,0]
[null,null,null,null,null,null,null,null,null,9.1499999999998494,1,1,1,1,1,1,1,1,1,1,1,1,1,1,1,1,1,1,1,1,null,9.1499999999998494,0,0,0,0,0,0,0,0,0,0,0,0,0,0,0,0,0,0,0,0]
[null,null,null,null,null,null,null,null,null,9.1599999999998492,1,1,1,1,1,1,1,1,1,1,1,1,1,1,1,1,1,1,1,1,null,9.1599999999998492,0,0,0,0,0,0,0,0,0,0,0,0,0,0,0,0,0,0,0,0]
[null,null,null,null,null,null,null,null,null,9.1699999999998489,1,1,1,1,1,1,1,1,1,1,1,1,1,1,1,1,1,1,1,1,null,9.1699999999998489,0,0,0,0,0,0,0,0,0,0,0,0,0,0,0,0,0,0,0,0]
[null,null,null,null,null,null,null,null,null,9.1799999999998487,1,1,1,1,1,1,1,1,1,1,1,1,1,1,1,1,1,1,1,1,null,9.1799999999998487,0,0,0,0,0,0,0,0,0,0,0,0,0,0,0,0,0,0,0,0]
[null,null,null,null,null,null,null,null,null,9.1899999999998485,1,1,1,1,1,1,1,1,1,1,1,1,1,1,1,1,1,1,1,1,null,9.1899999999998485,0,0,0,0,0,0,0,0,0,0,0,0,0,0,0,0,0,0,0,0]
[null,null,null,null,null,null,null,null,null,9.1999999999998483,1,1,1,1,1,1,1,1,1,1,1,1,1,1,1,1,1,1,1,1,null,9.1999999999998483,0,0,0,0,0,0,0,0,0,0,0,0,0,0,0,0,0,0,0,0]
[null,null,null,null,null,null,null,null,null,9.2099999999998481,1,1,1,1,1,1,1,1,1,1,1,1,1,1,1,1,1,1,1,1,null,9.2099999999998481,0,0,0,0,0,0,0,0,0,0,0,0,0,0,0,0,0,0,0,0]
[null,null,null,null,null,null,null,null,null,9.2199999999998479,1,1,1,1,1,1,1,1,1,1,1,1,1,1,1,1,1,1,1,1,null,9.2199999999998479,0,0,0,0,0,0,0,0,0,0,0,0,0,0,0,0,0,0,0,0]
[null,null,null,null,null,null,null,null,null,9.2299999999998477,1,1,1,1,1,1,1,1,1,1,1,1,1,1,1,1,1,1,1,1,null,9.2299999999998477,0,0,0,0,0,0,0,0,0,0,0,0,0,0,0,0,0,0,0,0]
[null,null,null,null,null,null,null,null,null,9.2399999999998474,1,1,1,1,1,1,1,1,1,1,1,1,1,1,1,1,1,1,1,1,null,9.2399999999998474,0,0,0,0,0,0,0,0,0,0,0,0,0,0,0,0,0,0,0,0]
[null,null,null,null,null,null,null,null,null,9.2499999999998472,1,1,1,1,1,1,1,1,1,1,1,1,1,1,1,1,1,1,1,1,null,9.2499999999998472,0,0,0,0,0,0,0,0,0,0,0,0,0,0,0,0,0,0,0,0]
[null,null,null,null,null,null,null,null,null,9.259999999999847,1,1,1,1,1,1,1,1,1,1,1,1,1,1,1,1,1,1,1,1,null,9.259999999999847,0,0,0,0,0,0,0,0,0,0,0,0,0,0,0,0,0,0,0,0]
[null,null,null,null,null,null,null,null,null,9.2699999999998468,1,1,1,1,1,1,1,1,1,1,1,1,1,1,1,1,1,1,1,1,null,9.2699999999998468,0,0,0,0,0,0,0,0,0,0,0,0,0,0,0,0,0,0,0,0]
[null,null,null,null,null,null,null,null,null,9.2799999999998466,1,1,1,1,1,1,1,1,1,1,1,1,1,1,1,1,1,1,1,1,null,9.2799999999998466,0,0,0,0,0,0,0,0,0,0,0,0,0,0,0,0,0,0,0,0]
[null,null,null,null,null,null,null,null,null,9.2899999999998464,1,1,1,1,1,1,1,1,1,1,1,1,1,1,1,1,1,1,1,1,null,9.2899999999998464,0,0,0,0,0,0,0,0,0,0,0,0,0,0,0,0,0,0,0,0]
[null,null,null,null,null,null,null,null,null,9.2999999999998462,1,1,1,1,1,1,1,1,1,1,1,1,1,1,1,1,1,1,1,1,null,9.2999999999998462,0,0,0,0,0,0,0,0,0,0,0,0,0,0,0,0,0,0,0,0]
[null,null,null,null,null,null,null,null,null,9.309999999999846,1,1,1,1,1,1,1,1,1,1,1,1,1,1,1,1,1,1,1,1,null,9.309999999999846,0,0,0,0,0,0,0,0,0,0,0,0,0,0,0,0,0,0,0,0]
[null,null,null,null,null,null,null,null,null,9.3199999999998457,1,1,1,1,1,1,1,1,1,1,1,1,1,1,1,1,1,1,1,1,null,9.3199999999998457,0,0,0,0,0,0,0,0,0,0,0,0,0,0,0,0,0,0,0,0]
[null,null,null,null,null,null,null,null,null,9.3299999999998455,1,1,1,1,1,1,1,1,1,1,1,1,1,1,1,1,1,1,1,1,null,9.3299999999998455,0,0,0,0,0,0,0,0,0,0,0,0,0,0,0,0,0,0,0,0]
[null,null,null,null,null,null,null,null,null,9.3399999999998453,1,1,1,1,1,1,1,1,1,1,1,1,1,1,1,1,1,1,1,1,null,9.3399999999998453,0,0,0,0,0,0,0,0,0,0,0,0,0,0,0,0,0,0,0,0]
[null,null,null,null,null,null,null,null,null,9.3499999999998451,1,1,1,1,1,1,1,1,1,1,1,1,1,1,1,1,1,1,1,1,null,9.3499999999998451,0,0,0,0,0,0,0,0,0,0,0,0,0,0,0,0,0,0,0,0]
[null,null,null,null,null,null,null,null,null,9.3599999999998449,1,1,1,1,1,1,1,1,1,1,1,1,1,1,1,1,1,1,1,1,null,9.3599999999998449,0,0,0,0,0,0,0,0,0,0,0,0,0,0,0,0,0,0,0,0]
[null,null,null,null,null,null,null,null,null,9.3699999999998447,1,1,1,1,1,1,1,1,1,1,1,1,1,1,1,1,1,1,1,1,null,9.3699999999998447,0,0,0,0,0,0,0,0,0,0,0,0,0,0,0,0,0,0,0,0]
[null,null,null,null,null,null,null,null,null,9.3799999999998445,1,1,1,1,1,1,1,1,1,1,1,1,1,1,1,1,1,1,1,1,null,9.3799999999998445,0,0,0,0,0,0,0,0,0,0,0,0,0,0,0,0,0,0,0,0]
[null,null,null,null,null,null,null,null,null,9.3899999999998442,1,1,1,1,1,1,1,1,1,1,1,1,1,1,1,1,1,1,1,1,null,9.3899999999998442,0,0,0,0,0,0,0,0,0,0,0,0,0,0,0,0,0,0,0,0]
[null,null,null,null,null,null,null,null,null,9.399999999999844,1,1,1,1,1,1,1,1,1,1,1,1,1,1,1,1,1,1,1,1,null,9.399999999999844,0,0,0,0,0,0,0,0,0,0,0,0,0,0,0,0,0,0,0,0]
[null,null,null,null,null,null,null,null,null,9.4099999999998438,1,1,1,1,1,1,1,1,1,1,1,1,1,1,1,1,1,1,1,1,null,9.4099999999998438,0,0,0,0,0,0,0,0,0,0,0,0,0,0,0,0,0,0,0,0]
[null,null,null,null,null,null,null,null,null,9.4199999999998436,1,1,1,1,1,1,1,1,1,1,1,1,1,1,1,1,1,1,1,1,null,9.4199999999998436,0,0,0,0,0,0,0,0,0,0,0,0,0,0,0,0,0,0,0,0]
[null,null,null,null,null,null,null,null,null,9.4299999999998434,1,1,1,1,1,1,1,1,1,1,1,1,1,1,1,1,1,1,1,1,null,9.4299999999998434,0,0,0,0,0,0,0,0,0,0,0,0,0,0,0,0,0,0,0,0]
[null,null,null,null,null,null,null,null,null,9.4399999999998432,1,1,1,1,1,1,1,1,1,1,1,1,1,1,1,1,1,1,1,1,null,9.4399999999998432,0,0,0,0,0,0,0,0,0,0,0,0,0,0,0,0,0,0,0,0]
[null,null,null,null,null,null,null,null,null,9.449999999999843,1,1,1,1,1,1,1,1,1,1,1,1,1,1,1,1,1,1,1,1,null,9.449999999999843,0,0,0,0,0,0,0,0,0,0,0,0,0,0,0,0,0,0,0,0]
[null,null,null,null,null,null,null,null,null,9.4599999999998428,1,1,1,1,1,1,1,1,1,1,1,1,1,1,1,1,1,1,1,1,null,9.4599999999998428,0,0,0,0,0,0,0,0,0,0,0,0,0,0,0,0,0,0,0,0]
[null,null,null,null,null,null,null,null,null,9.4699999999998425,1,1,1,1,1,1,1,1,1,1,1,1,1,1,1,1,1,1,1,1,null,9.4699999999998425,0,0,0,0,0,0,0,0,0,0,0,0,0,0,0,0,0,0,0,0]
[null,null,null,null,null,null,null,null,null,9.4799999999998423,1,1,1,1,1,1,1,1,1,1,1,1,1,1,1,1,1,1,1,1,null,9.4799999999998423,0,0,0,0,0,0,0,0,0,0,0,0,0,0,0,0,0,0,0,0]
[null,null,null,null,null,null,null,null,null,9.4899999999998421,1,1,1,1,1,1,1,1,1,1,1,1,1,1,1,1,1,1,1,1,null,9.4899999999998421,0,0,0,0,0,0,0,0,0,0,0,0,0,0,0,0,0,0,0,0]
[null,null,null,null,null,null,null,null,null,9.4999999999998419,1,1,1,1,1,1,1,1,1,1,1,1,1,1,1,1,1,1,1,1,null,9.4999999999998419,0,0,0,0,0,0,0,0,0,0,0,0,0,0,0,0,0,0,0,0]
[null,null,null,null,null,null,null,null,null,9.5099999999998417,1,1,1,1,1,1,1,1,1,1,1,1,1,1,1,1,1,1,1,1,null,9.5099999999998417,0,0,0,0,0,0,0,0,0,0,0,0,0,0,0,0,0,0,0,0]
[null,null,null,null,null,null,null,null,null,9.5199999999998415,1,1,1,1,1,1,1,1,1,1,1,1,1,1,1,1,1,1,1,1,null,9.5199999999998415,0,0,0,0,0,0,0,0,0,0,0,0,0,0,0,0,0,0,0,0]
[null,null,null,null,null,null,null,null,null,9.5299999999998413,1,1,1,1,1,1,1,1,1,1,1,1,1,1,1,1,1,1,1,1,null,9.5299999999998413,0,0,0,0,0,0,0,0,0,0,0,0,0,0,0,0,0,0,0,0]
[null,null,null,null,null,null,null,null,null,9.5399999999998411,1,1,1,1,1,1,1,1,1,1,1,1,1,1,1,1,1,1,1,1,null,9.5399999999998411,0,0,0,0,0,0,0,0,0,0,0,0,0,0,0,0,0,0,0,0]
[null,null,null,null,null,null,null,null,null,9.5499999999998408,1,1,1,1,1,1,1,1,1,1,1,1,1,1,1,1,1,1,1,1,null,9.5499999999998408,0,0,0,0,0,0,0,0,0,0,0,0,0,0,0,0,0,0,0,0]
[null,null,null,null,null,null,null,null,null,9.5599999999998406,1,1,1,1,1,1,1,1,1,1,1,1,1,1,1,1,1,1,1,1,null,9.5599999999998406,0,0,0,0,0,0,0,0,0,0,0,0,0,0,0,0,0,0,0,0]
[null,null,null,null,null,null,null,null,null,9.5699999999998404,1,1,1,1,1,1,1,1,1,1,1,1,1,1,1,1,1,1,1,1,null,9.5699999999998404,0,0,0,0,0,0,0,0,0,0,0,0,0,0,0,0,0,0,0,0]
[null,null,null,null,null,null,null,null,null,9.5799999999998402,1,1,1,1,1,1,1,1,1,1,1,1,1,1,1,1,1,1,1,1,null,9.5799999999998402,0,0,0,0,0,0,0,0,0,0,0,0,0,0,0,0,0,0,0,0]
[null,null,null,null,null,null,null,null,null,9.58999999999984,1,1,1,1,1,1,1,1,1,1,1,1,1,1,1,1,1,1,1,1,null,9.58999999999984,0,0,0,0,0,0,0,0,0,0,0,0,0,0,0,0,0,0,0,0]
[null,null,null,null,null,null,null,null,null,9.5999999999998398,{"$f":"IF(AQ$16=0,0,IF(K$36*$J1005^4  +    K$37*$J1005^3   +    K$38*$J1005^2    +    K$39*$J1005   +    K$40>1,1,K$36*$J1005^4  +    K$37*$J1005^3   +    K$38*$J1005^2    +    K$39*$J1005   +    K$40))","v":1},{"$f":"IF(AR$16=0,0,IF(L$36*$J1005^4  +    L$37*$J1005^3   +    L$38*$J1005^2    +    L$39*$J1005   +    L$40>1,1,L$36*$J1005^4  +    L$37*$J1005^3   +    L$38*$J1005^2    +    L$39*$J1005   +    L$40))","v":1},{"$f":"IF(AS$16=0,0,IF(M$36*$J1005^4  +    M$37*$J1005^3   +    M$38*$J1005^2    +    M$39*$J1005   +    M$40>1,1,M$36*$J1005^4  +    M$37*$J1005^3   +    M$38*$J1005^2    +    M$39*$J1005   +    M$40))","v":1},{"$f":"IF(AT$16=0,0,IF(N$36*$J1005^4  +    N$37*$J1005^3   +    N$38*$J1005^2    +    N$39*$J1005   +    N$40>1,1,N$36*$J1005^4  +    N$37*$J1005^3   +    N$38*$J1005^2    +    N$39*$J1005   +    N$40))","v":1},{"$f":"IF(AU$16=0,0,IF(O$36*$J1005^4  +    O$37*$J1005^3   +    O$38*$J1005^2    +    O$39*$J1005   +    O$40>1,1,O$36*$J1005^4  +    O$37*$J1005^3   +    O$38*$J1005^2    +    O$39*$J1005   +    O$40))","v":1},{"$f":"IF(AV$16=0,0,IF(P$36*$J1005^4  +    P$37*$J1005^3   +    P$38*$J1005^2    +    P$39*$J1005   +    P$40>1,1,P$36*$J1005^4  +    P$37*$J1005^3   +    P$38*$J1005^2    +    P$39*$J1005   +    P$40))","v":1},{"$f":"IF(AW$16=0,0,IF(Q$36*$J1005^4  +    Q$37*$J1005^3   +    Q$38*$J1005^2    +    Q$39*$J1005   +    Q$40>1,1,Q$36*$J1005^4  +    Q$37*$J1005^3   +    Q$38*$J1005^2    +    Q$39*$J1005   +    Q$40))","v":1},{"$f":"IF(AX$16=0,0,IF(R$36*$J1005^4  +    R$37*$J1005^3   +    R$38*$J1005^2    +    R$39*$J1005   +    R$40>1,1,R$36*$J1005^4  +    R$37*$J1005^3   +    R$38*$J1005^2    +    R$39*$J1005   +    R$40))","v":1},{"$f":"IF(AY$16=0,0,IF(S$36*$J1005^4  +    S$37*$J1005^3   +    S$38*$J1005^2    +    S$39*$J1005   +    S$40>1,1,S$36*$J1005^4  +    S$37*$J1005^3   +    S$38*$J1005^2    +    S$39*$J1005   +    S$40))","v":1},{"$f":"IF(AZ$16=0,0,IF(T$36*$J1005^4  +    T$37*$J1005^3   +    T$38*$J1005^2    +    T$39*$J1005   +    T$40>1,1,T$36*$J1005^4  +    T$37*$J1005^3   +    T$38*$J1005^2    +    T$39*$J1005   +    T$40))","v":1},{"$f":"IF(BA$16=0,0,IF(U$36*$J1005^4  +    U$37*$J1005^3   +    U$38*$J1005^2    +    U$39*$J1005   +    U$40>1,1,U$36*$J1005^4  +    U$37*$J1005^3   +    U$38*$J1005^2    +    U$39*$J1005   +    U$40))","v":1},{"$f":"IF(BB$16=0,0,IF(V$36*$J1005^4  +    V$37*$J1005^3   +    V$38*$J1005^2    +    V$39*$J1005   +    V$40>1,1,V$36*$J1005^4  +    V$37*$J1005^3   +    V$38*$J1005^2    +    V$39*$J1005   +    V$40))","v":1},{"$f":"IF(BC$16=0,0,IF(W$36*$J1005^4  +    W$37*$J1005^3   +    W$38*$J1005^2    +    W$39*$J1005   +    W$40>1,1,W$36*$J1005^4  +    W$37*$J1005^3   +    W$38*$J1005^2    +    W$39*$J1005   +    W$40))","v":1},{"$f":"IF(BD$16=0,0,IF(X$36*$J1005^4  +    X$37*$J1005^3   +    X$38*$J1005^2    +    X$39*$J1005   +    X$40>1,1,X$36*$J1005^4  +    X$37*$J1005^3   +    X$38*$J1005^2    +    X$39*$J1005   +    X$40))","v":1},{"$f":"IF(BE$16=0,0,IF(Y$36*$J1005^4  +    Y$37*$J1005^3   +    Y$38*$J1005^2    +    Y$39*$J1005   +    Y$40>1,1,Y$36*$J1005^4  +    Y$37*$J1005^3   +    Y$38*$J1005^2    +    Y$39*$J1005   +    Y$40))","v":1},{"$f":"IF(BF$16=0,0,IF(Z$36*$J1005^4  +    Z$37*$J1005^3   +    Z$38*$J1005^2    +    Z$39*$J1005   +    Z$40>1,1,Z$36*$J1005^4  +    Z$37*$J1005^3   +    Z$38*$J1005^2    +    Z$39*$J1005   +    Z$40))","v":1},{"$f":"IF(BG$16=0,0,IF(AA$36*$J1005^4  +    AA$37*$J1005^3   +    AA$38*$J1005^2    +    AA$39*$J1005   +    AA$40>1,1,AA$36*$J1005^4  +    AA$37*$J1005^3   +    AA$38*$J1005^2    +    AA$39*$J1005   +    AA$40))","v":1},{"$f":"IF(BH$16=0,0,IF(AB$36*$J1005^4  +    AB$37*$J1005^3   +    AB$38*$J1005^2    +    AB$39*$J1005   +    AB$40>1,1,AB$36*$J1005^4  +    AB$37*$J1005^3   +    AB$38*$J1005^2    +    AB$39*$J1005   +    AB$40))","v":1},{"$f":"IF(BI$16=0,0,IF(AC$36*$J1005^4  +    AC$37*$J1005^3   +    AC$38*$J1005^2    +    AC$39*$J1005   +    AC$40>1,1,AC$36*$J1005^4  +    AC$37*$J1005^3   +    AC$38*$J1005^2    +    AC$39*$J1005   +    AC$40))","v":1},{"$f":"IF(BJ$16=0,0,IF(AD$36*$J1005^4  +    AD$37*$J1005^3   +    AD$38*$J1005^2    +    AD$39*$J1005   +    AD$40>1,1,AD$36*$J1005^4  +    AD$37*$J1005^3   +    AD$38*$J1005^2    +    AD$39*$J1005   +    AD$40))","v":1},null,9.5999999999998398,{"$f":"IF(AG$43<>0,INDEX(K$45:K$1045, MATCH($AF1005*(AG$43/24), $J$45:$J$1045)), 0)","v":0},{"$f":"IF(AH$43<>0,INDEX(L$45:L$1045, MATCH($AF1005*(AH$43/24), $J$45:$J$1045)), 0)","v":0},{"$f":"IF(AI$43<>0,INDEX(M$45:M$1045, MATCH($AF1005*(AI$43/24), $J$45:$J$1045)), 0)","v":0},{"$f":"IF(AJ$43<>0,INDEX(N$45:N$1045, MATCH($AF1005*(AJ$43/24), $J$45:$J$1045)), 0)","v":0},{"$f":"IF(AK$43<>0,INDEX(O$45:O$1045, MATCH($AF1005*(AK$43/24), $J$45:$J$1045)), 0)","v":0},{"$f":"IF(AL$43<>0,INDEX(P$45:P$1045, MATCH($AF1005*(AL$43/24), $J$45:$J$1045)), 0)","v":0},{"$f":"IF(AM$43<>0,INDEX(Q$45:Q$1045, MATCH($AF1005*(AM$43/24), $J$45:$J$1045)), 0)","v":0},{"$f":"IF(AN$43<>0,INDEX(R$45:R$1045, MATCH($AF1005*(AN$43/24), $J$45:$J$1045)), 0)","v":0},{"$f":"IF(AO$43<>0,INDEX(S$45:S$1045, MATCH($AF1005*(AO$43/24), $J$45:$J$1045)), 0)","v":0},{"$f":"IF(AP$43<>0,INDEX(T$45:T$1045, MATCH($AF1005*(AP$43/24), $J$45:$J$1045)), 0)","v":0},{"$f":"IF(AQ$43<>0,INDEX(U$45:U$1045, MATCH($AF1005*(AQ$43/24), $J$45:$J$1045)), 0)","v":0},{"$f":"IF(AR$43<>0,INDEX(V$45:V$1045, MATCH($AF1005*(AR$43/24), $J$45:$J$1045)), 0)","v":0},{"$f":"IF(AS$43<>0,INDEX(W$45:W$1045, MATCH($AF1005*(AS$43/24), $J$45:$J$1045)), 0)","v":0},{"$f":"IF(AT$43<>0,INDEX(X$45:X$1045, MATCH($AF1005*(AT$43/24), $J$45:$J$1045)), 0)","v":0},{"$f":"IF(AU$43<>0,INDEX(Y$45:Y$1045, MATCH($AF1005*(AU$43/24), $J$45:$J$1045)), 0)","v":0},{"$f":"IF(AV$43<>0,INDEX(Z$45:Z$1045, MATCH($AF1005*(AV$43/24), $J$45:$J$1045)), 0)","v":0},{"$f":"IF(AW$43<>0,INDEX(AA$45:AA$1045, MATCH($AF1005*(AW$43/24), $J$45:$J$1045)), 0)","v":0},{"$f":"IF(AX$43<>0,INDEX(AB$45:AB$1045, MATCH($AF1005*(AX$43/24), $J$45:$J$1045)), 0)","v":0},{"$f":"IF(AY$43<>0,INDEX(AC$45:AC$1045, MATCH($AF1005*(AY$43/24), $J$45:$J$1045)), 0)","v":0},{"$f":"IF(AZ$43<>0,INDEX(AD$45:AD$1045, MATCH($AF1005*(AZ$43/24), $J$45:$J$1045)), 0)","v":0}]
[null,null,null,null,null,null,null,null,null,{"$f":"J1005+0.01","v":9.6099999999998396},1,1,1,1,1,1,1,1,1,1,1,1,1,1,1,1,1,1,1,1,null,{"$f":"AF1005+0.01","v":9.6099999999998396},0,0,0,0,0,0,0,0,0,0,0,0,0,0,0,0,0,0,0,0]
[null,null,null,null,null,null,null,null,null,9.6199999999998393,1,1,1,1,1,1,1,1,1,1,1,1,1,1,1,1,1,1,1,1,null,9.6199999999998393,0,0,0,0,0,0,0,0,0,0,0,0,0,0,0,0,0,0,0,0]
[null,null,null,null,null,null,null,null,null,9.6299999999998391,1,1,1,1,1,1,1,1,1,1,1,1,1,1,1,1,1,1,1,1,null,9.6299999999998391,0,0,0,0,0,0,0,0,0,0,0,0,0,0,0,0,0,0,0,0]
[null,null,null,null,null,null,null,null,null,9.6399999999998389,1,1,1,1,1,1,1,1,1,1,1,1,1,1,1,1,1,1,1,1,null,9.6399999999998389,0,0,0,0,0,0,0,0,0,0,0,0,0,0,0,0,0,0,0,0]
[null,null,null,null,null,null,null,null,null,9.6499999999998387,1,1,1,1,1,1,1,1,1,1,1,1,1,1,1,1,1,1,1,1,null,9.6499999999998387,0,0,0,0,0,0,0,0,0,0,0,0,0,0,0,0,0,0,0,0]
[null,null,null,null,null,null,null,null,null,9.6599999999998385,1,1,1,1,1,1,1,1,1,1,1,1,1,1,1,1,1,1,1,1,null,9.6599999999998385,0,0,0,0,0,0,0,0,0,0,0,0,0,0,0,0,0,0,0,0]
[null,null,null,null,null,null,null,null,null,9.6699999999998383,1,1,1,1,1,1,1,1,1,1,1,1,1,1,1,1,1,1,1,1,null,9.6699999999998383,0,0,0,0,0,0,0,0,0,0,0,0,0,0,0,0,0,0,0,0]
[null,null,null,null,null,null,null,null,null,9.6799999999998381,1,1,1,1,1,1,1,1,1,1,1,1,1,1,1,1,1,1,1,1,null,9.6799999999998381,0,0,0,0,0,0,0,0,0,0,0,0,0,0,0,0,0,0,0,0]
[null,null,null,null,null,null,null,null,null,9.6899999999998379,1,1,1,1,1,1,1,1,1,1,1,1,1,1,1,1,1,1,1,1,null,9.6899999999998379,0,0,0,0,0,0,0,0,0,0,0,0,0,0,0,0,0,0,0,0]
[null,null,null,null,null,null,null,null,null,9.6999999999998376,1,1,1,1,1,1,1,1,1,1,1,1,1,1,1,1,1,1,1,1,null,9.6999999999998376,0,0,0,0,0,0,0,0,0,0,0,0,0,0,0,0,0,0,0,0]
[null,null,null,null,null,null,null,null,null,9.7099999999998374,1,1,1,1,1,1,1,1,1,1,1,1,1,1,1,1,1,1,1,1,null,9.7099999999998374,0,0,0,0,0,0,0,0,0,0,0,0,0,0,0,0,0,0,0,0]
[null,null,null,null,null,null,null,null,null,9.7199999999998372,1,1,1,1,1,1,1,1,1,1,1,1,1,1,1,1,1,1,1,1,null,9.7199999999998372,0,0,0,0,0,0,0,0,0,0,0,0,0,0,0,0,0,0,0,0]
[null,null,null,null,null,null,null,null,null,9.729999999999837,1,1,1,1,1,1,1,1,1,1,1,1,1,1,1,1,1,1,1,1,null,9.729999999999837,0,0,0,0,0,0,0,0,0,0,0,0,0,0,0,0,0,0,0,0]
[null,null,null,null,null,null,null,null,null,9.7399999999998368,1,1,1,1,1,1,1,1,1,1,1,1,1,1,1,1,1,1,1,1,null,9.7399999999998368,0,0,0,0,0,0,0,0,0,0,0,0,0,0,0,0,0,0,0,0]
[null,null,null,null,null,null,null,null,null,9.7499999999998366,1,1,1,1,1,1,1,1,1,1,1,1,1,1,1,1,1,1,1,1,null,9.7499999999998366,0,0,0,0,0,0,0,0,0,0,0,0,0,0,0,0,0,0,0,0]
[null,null,null,null,null,null,null,null,null,9.7599999999998364,1,1,1,1,1,1,1,1,1,1,1,1,1,1,1,1,1,1,1,1,null,9.7599999999998364,0,0,0,0,0,0,0,0,0,0,0,0,0,0,0,0,0,0,0,0]
[null,null,null,null,null,null,null,null,null,9.7699999999998361,1,1,1,1,1,1,1,1,1,1,1,1,1,1,1,1,1,1,1,1,null,9.7699999999998361,0,0,0,0,0,0,0,0,0,0,0,0,0,0,0,0,0,0,0,0]
[null,null,null,null,null,null,null,null,null,9.7799999999998359,1,1,1,1,1,1,1,1,1,1,1,1,1,1,1,1,1,1,1,1,null,9.7799999999998359,0,0,0,0,0,0,0,0,0,0,0,0,0,0,0,0,0,0,0,0]
[null,null,null,null,null,null,null,null,null,9.7899999999998357,1,1,1,1,1,1,1,1,1,1,1,1,1,1,1,1,1,1,1,1,null,9.7899999999998357,0,0,0,0,0,0,0,0,0,0,0,0,0,0,0,0,0,0,0,0]
[null,null,null,null,null,null,null,null,null,9.7999999999998355,1,1,1,1,1,1,1,1,1,1,1,1,1,1,1,1,1,1,1,1,null,9.7999999999998355,0,0,0,0,0,0,0,0,0,0,0,0,0,0,0,0,0,0,0,0]
[null,null,null,null,null,null,null,null,null,9.8099999999998353,1,1,1,1,1,1,1,1,1,1,1,1,1,1,1,1,1,1,1,1,null,9.8099999999998353,0,0,0,0,0,0,0,0,0,0,0,0,0,0,0,0,0,0,0,0]
[null,null,null,null,null,null,null,null,null,9.8199999999998351,1,1,1,1,1,1,1,1,1,1,1,1,1,1,1,1,1,1,1,1,null,9.8199999999998351,0,0,0,0,0,0,0,0,0,0,0,0,0,0,0,0,0,0,0,0]
[null,null,null,null,null,null,null,null,null,9.8299999999998349,1,1,1,1,1,1,1,1,1,1,1,1,1,1,1,1,1,1,1,1,null,9.8299999999998349,0,0,0,0,0,0,0,0,0,0,0,0,0,0,0,0,0,0,0,0]
[null,null,null,null,null,null,null,null,null,9.8399999999998347,1,1,1,1,1,1,1,1,1,1,1,1,1,1,1,1,1,1,1,1,null,9.8399999999998347,0,0,0,0,0,0,0,0,0,0,0,0,0,0,0,0,0,0,0,0]
[null,null,null,null,null,null,null,null,null,9.8499999999998344,1,1,1,1,1,1,1,1,1,1,1,1,1,1,1,1,1,1,1,1,null,9.8499999999998344,0,0,0,0,0,0,0,0,0,0,0,0,0,0,0,0,0,0,0,0]
[null,null,null,null,null,null,null,null,null,9.8599999999998342,1,1,1,1,1,1,1,1,1,1,1,1,1,1,1,1,1,1,1,1,null,9.8599999999998342,0,0,0,0,0,0,0,0,0,0,0,0,0,0,0,0,0,0,0,0]
[null,null,null,null,null,null,null,null,null,9.869999999999834,1,1,1,1,1,1,1,1,1,1,1,1,1,1,1,1,1,1,1,1,null,9.869999999999834,0,0,0,0,0,0,0,0,0,0,0,0,0,0,0,0,0,0,0,0]
[null,null,null,null,null,null,null,null,null,9.8799999999998338,1,1,1,1,1,1,1,1,1,1,1,1,1,1,1,1,1,1,1,1,null,9.8799999999998338,0,0,0,0,0,0,0,0,0,0,0,0,0,0,0,0,0,0,0,0]
[null,null,null,null,null,null,null,null,null,9.8899999999998336,1,1,1,1,1,1,1,1,1,1,1,1,1,1,1,1,1,1,1,1,null,9.8899999999998336,0,0,0,0,0,0,0,0,0,0,0,0,0,0,0,0,0,0,0,0]
[null,null,null,null,null,null,null,null,null,9.8999999999998334,1,1,1,1,1,1,1,1,1,1,1,1,1,1,1,1,1,1,1,1,null,9.8999999999998334,0,0,0,0,0,0,0,0,0,0,0,0,0,0,0,0,0,0,0,0]
[null,null,null,null,null,null,null,null,null,9.9099999999998332,1,1,1,1,1,1,1,1,1,1,1,1,1,1,1,1,1,1,1,1,null,9.9099999999998332,0,0,0,0,0,0,0,0,0,0,0,0,0,0,0,0,0,0,0,0]
[null,null,null,null,null,null,null,null,null,9.919999999999833,1,1,1,1,1,1,1,1,1,1,1,1,1,1,1,1,1,1,1,1,null,9.919999999999833,0,0,0,0,0,0,0,0,0,0,0,0,0,0,0,0,0,0,0,0]
[null,null,null,null,null,null,null,null,null,9.9299999999998327,1,1,1,1,1,1,1,1,1,1,1,1,1,1,1,1,1,1,1,1,null,9.9299999999998327,0,0,0,0,0,0,0,0,0,0,0,0,0,0,0,0,0,0,0,0]
[null,null,null,null,null,null,null,null,null,9.9399999999998325,1,1,1,1,1,1,1,1,1,1,1,1,1,1,1,1,1,1,1,1,null,9.9399999999998325,0,0,0,0,0,0,0,0,0,0,0,0,0,0,0,0,0,0,0,0]
[null,null,null,null,null,null,null,null,null,9.9499999999998323,1,1,1,1,1,1,1,1,1,1,1,1,1,1,1,1,1,1,1,1,null,9.9499999999998323,0,0,0,0,0,0,0,0,0,0,0,0,0,0,0,0,0,0,0,0]
[null,null,null,null,null,null,null,null,null,9.9599999999998321,1,1,1,1,1,1,1,1,1,1,1,1,1,1,1,1,1,1,1,1,null,9.9599999999998321,0,0,0,0,0,0,0,0,0,0,0,0,0,0,0,0,0,0,0,0]
[null,null,null,null,null,null,null,null,null,9.9699999999998319,1,1,1,1,1,1,1,1,1,1,1,1,1,1,1,1,1,1,1,1,null,9.9699999999998319,0,0,0,0,0,0,0,0,0,0,0,0,0,0,0,0,0,0,0,0]
[null,null,null,null,null,null,null,null,null,9.9799999999998317,1,1,1,1,1,1,1,1,1,1,1,1,1,1,1,1,1,1,1,1,null,9.9799999999998317,0,0,0,0,0,0,0,0,0,0,0,0,0,0,0,0,0,0,0,0]
[null,null,null,null,null,null,null,null,null,9.9899999999998315,1,1,1,1,1,1,1,1,1,1,1,1,1,1,1,1,1,1,1,1,null,9.9899999999998315,0,0,0,0,0,0,0,0,0,0,0,0,0,0,0,0,0,0,0,0]
[null,null,null,null,null,null,null,null,null,9.9999999999998312,1,1,1,1,1,1,1,1,1,1,1,1,1,1,1,1,1,1,1,1,null,9.9999999999998312,0,0,0,0,0,0,0,0,0,0,0,0,0,0,0,0,0,0,0,0]

{"sheet":"Life BALLAST","index":10,"n_rows":1045,"n_cols":53,"rows_kept":1045,"cut":false,"hidden":true,"merged":[[3,31,3,50]]}
[]
["MORTALITY DATA  (BALLASTS)"]
[null,null,null,null,null,null,null,null,null,null,null,null,null,null,null,null,null,null,null,null,null,null,null,null,null,null,null,null,null,null,null,{"$f":"'CALCULATOR INPUT SHEET'!Z85","v":"ELECTRONIC"},{"$f":"'CALCULATOR INPUT SHEET'!AA85","v":"ELECTRONIC"},{"$f":"'CALCULATOR INPUT SHEET'!AB85","v":"ELECTRONIC"},{"$f":"'CALCULATOR INPUT SHEET'!AC85","v":"ELECTRONIC"},{"$f":"'CALCULATOR INPUT SHEET'!AD85","v":"ELECTRONIC"},{"$f":"'CALCULATOR INPUT SHEET'!AE85","v":"ELECTRONIC"},{"$f":"'CALCULATOR INPUT SHEET'!AF85","v":"ELECTRONIC"},{"$f":"'CALCULATOR INPUT SHEET'!AG85","v":"ELECTRONIC"},{"$f":"'CALCULATOR INPUT SHEET'!AH85","v":"ELECTRONIC"},{"$f":"'CALCULATOR INPUT SHEET'!AI85","v":"ELECTRONIC"},{"$f":"'CALCULATOR INPUT SHEET'!AJ85","v":"ELECTRONIC"},{"$f":"'CALCULATOR INPUT SHEET'!AK85","v":"ELECTRONIC"},{"$f":"'CALCULATOR INPUT SHEET'!AL85","v":"ELECTRONIC"},{"$f":"'CALCULATOR INPUT SHEET'!AM85","v":"ELECTRONIC"},{"$f":"'CALCULATOR INPUT SHEET'!AN85","v":"ELECTRONIC"},{"$f":"'CALCULATOR INPUT SHEET'!AO85","v":"ELECTRONIC"},{"$f":"'CALCULATOR INPUT SHEET'!AP85","v":"ELECTRONIC"},{"$f":"'CALCULATOR INPUT SHEET'!AQ85","v":"ELECTRONIC"},{"$f":"'CALCULATOR INPUT SHEET'!AR85","v":"ELECTRONIC"},{"$f":"'CALCULATOR INPUT SHEET'!AS85","v":"ELECTRONIC"}]
[null,"YEARS",null,null,null,null,null,null,null,null,null,null,null,null,null,null,null,null,null,null,null,null,null,null,null,null,null,"HOURS",null,"MagLife","ElecLife","AltLifeBallast"]
[null,"Life","X","MAGNETIC","ELECTRONIC",1,2,3,4,5,6,7,8,9,10,11,12,13,14,15,16,17,18,19,20,null,null,"Life","X","MAGNETIC","ELECTRONIC",1,2,3,4,5,6,7,8,9,10,11,12,13,14,15,16,17,18,19,20]
[null,0,0,{"$f":"AD6/(24*365)","v":0},{"$f":"AE6/(24*365)","v":0},0,0,0,0,0,0,0,0,0,0,0,0,0,0,0,0,0,0,0,0,null,null,0,0,0,0,{"$f":"AF$16 * (         INDEX($AD6:$AE6,1,MATCH(AF$3,$AD$5:$AE$5,0))          /          INDEX($AD$16:$AE$16,1,MATCH(AF$3,$AD$5:$AE$5,0))             )","v":0},0,0,0,0,0,0,0,0,0,0,0,0,0,0,0,0,0,0,0]
[null,0.05,1,0,0,{"$f":"AF7/(24*365)","v":0},{"$f":"AG7/(24*365)","v":0},{"$f":"AH7/(24*365)","v":0},{"$f":"AI7/(24*365)","v":0},{"$f":"AJ7/(24*365)","v":0},{"$f":"AK7/(24*365)","v":0},{"$f":"AL7/(24*365)","v":0},{"$f":"AM7/(24*365)","v":0},{"$f":"AN7/(24*365)","v":0},{"$f":"AO7/(24*365)","v":0},{"$f":"AP7/(24*365)","v":0},{"$f":"AQ7/(24*365)","v":0},{"$f":"AR7/(24*365)","v":0},{"$f":"AS7/(24*365)","v":0},{"$f":"AT7/(24*365)","v":0},{"$f":"AU7/(24*365)","v":0},{"$f":"AV7/(24*365)","v":0},{"$f":"AW7/(24*365)","v":0},{"$f":"AX7/(24*365)","v":0},{"$f":"AY7/(24*365)","v":0},null,null,0.05,1,{"$f":"LN(AC7)*$AD$27","v":0},{"$f":"LN(AC7)*$AE$27","v":0},0,0,0,0,0,0,0,0,0,0,0,0,0,0,0,0,0,0,0,0]
[null,0.1,2,7.9908950476676157,5.7077821769054395,2.0618492853697341,0,0,0,0,0,0,0,0,0,0,0,0,0,0,0,0,0,0,0,null,null,0.1,2,{"$f":"LN(AC8)*$AD$27","v":70000.240617568314},{"$f":"LN(AC8)*$AE$27","v":50000.17186969165},18061.799739838869,0,0,0,0,0,0,0,0,0,0,0,0,0,0,0,0,0,0,0]
[null,0.15,3,12.665268997751568,9.0466207126796903,3.2679537994497427,0,0,0,0,0,0,0,0,0,0,0,0,0,0,0,0,0,0,0,null,null,0.15,3,110947.75642030373,79248.397443074093,28627.275283179748,0,0,0,0,0,0,0,0,0,0,0,0,0,0,0,0,0,0,0]
[null,0.2,4,15.981790095335231,11.415564353810879,4.1236985707394682,0,0,0,0,0,0,0,0,0,0,0,0,0,0,0,0,0,0,0,null,null,0.2,4,140000.48123513663,100000.3437393833,36123.599479677738,0,0,0,0,0,0,0,0,0,0,0,0,0,0,0,0,0,0,0]
[null,0.25,5,18.554283714475723,13.253059796054091,4.787465783123416,0,0,0,0,0,0,0,0,0,0,0,0,0,0,0,0,0,0,0,null,null,0.25,5,162535.52533880735,116096.80381343383,41938.200260161124,0,0,0,0,0,0,0,0,0,0,0,0,0,0,0,0,0,0,0]
[null,0.3,6,20.656164045419182,14.75440288958513,5.329803084819476,0,0,0,0,0,0,0,0,0,0,0,0,0,0,0,0,0,0,0,null,null,0.3,6,180947.99703787203,129248.56931276574,46689.075023018609,0,0,0,0,0,0,0,0,0,0,0,0,0,0,0,0,0,0,0]
[null,0.35,7,22.433278543715414,16.023770388368153,5.7883427398236771,0,0,0,0,0,0,0,0,0,0,0,0,0,0,0,0,0,0,0,null,null,0.35,7,196515.52004294703,140368.22860210502,50705.882400855407,0,0,0,0,0,0,0,0,0,0,0,0,0,0,0,0,0,0,0]
[null,0.4,8,23.972685143002845,17.123346530716319,6.1855478561092028,0,0,0,0,0,0,0,0,0,0,0,0,0,0,0,0,0,0,0,null,null,0.4,8,210000.72185270494,150000.51560907497,54185.399219516614,0,0,0,0,0,0,0,0,0,0,0,0,0,0,0,0,0,0,0]
[null,0.45,9,25.330537995503136,18.093241425359381,6.5359075988994855,0,0,0,0,0,0,0,0,0,0,0,0,0,0,0,0,0,0,0,null,null,0.45,9,221895.51284060747,158496.79488614819,{"$f":"AF$16 * (         INDEX($AD15:$AE15,1,MATCH(AF$3,$AD$5:$AE$5,0))          /          INDEX($AD$16:$AE$16,1,MATCH(AF$3,$AD$5:$AE$5,0))             )","v":57254.550566359496},0,0,0,0,0,0,0,0,0,0,0,0,0,0,0,0,0,0,0]
[null,0.5,10,26.545178762143344,18.960841972959532,6.8493150684931505,0,0,0,0,0,0,0,0,0,0,0,0,0,0,0,0,0,0,0,null,null,0.5,10,232535.76595637569,166096.97568312549,{"$f":"INDEX(lifeCustomBallast,1,AF5)","v":60000},0,0,0,0,0,0,0,0,0,0,0,0,0,0,0,0,0,0,0,null,"<-- Inputted life of each comparison (hours)"]
[null,0.55000000000000004,11,27.643954989113546,19.745682135081104,7.1328266106727733,0,0,0,0,0,0,0,0,0,0,0,0,0,0,0,0,0,0,0,null,null,0.55000000000000004,11,242161.04570463466,172972.17550331046,{"$f":"AF$16 * (         INDEX($AD17:$AE17,1,MATCH(AF$3,$AD$5:$AE$5,0))          /          INDEX($AD$16:$AE$16,1,MATCH(AF$3,$AD$5:$AE$5,0))             )","v":62483.561109493494},0,0,0,0,0,0,0,0,0,0,0,0,0,0,0,0,0,0,0]
[null,0.6,12,28.647059093086799,20.462185066490569,7.3916523701892096,0,0,0,0,0,0,0,0,0,0,0,0,0,0,0,0,0,0,0,null,null,0.6,12,250948.23765544037,179248.74118245739,64750.874762857478,0,0,0,0,0,0,0,0,0,0,0,0,0,0,0,0,0,0,0]
[null,0.65,13,29.5698254178862,21.121303869918716,7.6297489884029908,0,0,0,0,0,0,0,0,0,0,0,0,0,0,0,0,0,0,0,null,null,0.65,13,259031.67066068313,185022.62190048795,66836.601138410202,0,0,0,0,0,0,0,0,0,0,0,0,0,0,0,0,0,0,0]
[null,0.7,14,30.424173591383031,21.731552565273592,7.8501920251934107,0,0,0,0,0,0,0,0,0,0,0,0,0,0,0,0,0,0,0,null,null,0.7,14,266515.76066051534,190368.40047179666,68767.682140694276,0,0,0,0,0,0,0,0,0,0,0,0,0,0,0,0,0,0,0]
[null,0.75,15,31.219552712227294,22.299680508733783,8.0554195825731583,0,0,0,0,0,0,0,0,0,0,0,0,0,0,0,0,0,0,0,null,null,0.75,15,273483.28175911109,195345.20125650792,70565.475543340872,0,0,0,0,0,0,0,0,0,0,0,0,0,0,0,0,0,0,0]
[null,0.8,16,31.963580190670463,22.831128707621758,8.2473971414789364,0,0,0,0,0,0,0,0,0,0,0,0,0,0,0,0,0,0,0,null,null,0.8,16,280000.96247027325,200000.6874787666,72247.198959355475,0,0,0,0,0,0,0,0,0,0,0,0,0,0,0,0,0,0,0]
[null,0.85,17,32.662486575672744,23.330347554051958,8.4277323382073543,0,0,0,0,0,0,0,0,0,0,0,0,0,0,0,0,0,0,0,null,null,0.85,17,286123.38240289321,204373.84457349515,73826.935282696431,0,0,0,0,0,0,0,0,0,0,0,0,0,0,0,0,0,0,0]
[null,0.9,18,33.321433043170749,23.80102360226482,8.59775688426922,0,0,0,0,0,0,0,0,0,0,0,0,0,0,0,0,0,0,0,null,null,0.9,18,291895.75345817575,208496.96675583982,75316.350306198365,0,0,0,0,0,0,0,0,0,0,0,0,0,0,0,0,0,0,0]
[null,0.95,19,33.94474293002736,24.246244950019541,8.7585863078960884,0,0,0,0,0,0,0,0,0,0,0,0,0,0,0,0,0,0,0,null,null,0.95,19,297355.94806703966,212397.10576217118,76725.216057169731,0,0,0,0,0,0,0,0,0,0,0,0,0,0,0,0,0,0,0]
[null,1,20,34.536073809810958,24.668624149864968,8.9111643538628851,0,0,0,0,0,0,0,0,0,0,0,0,0,0,0,0,0,0,0,null,null,1,20,302536.006573944,216097.14755281713,78061.799739838869,0,0,0,0,0,0,0,0,0,0,0,0,0,0,0,0,0,0,0]
[null,null,null,null,null,null,null,null,null,null,null,null,null,null,null,null,null,null,null,null,null,null,null,null,null,null,null,null,"Ln(x)*",100989,72135]
[]
[]
[]
[]
[]
["QUADRATIC CONSTANTS"]
[]
[null,null,null,"MAGNETIC","ELECTRONIC",1,2,3,4,5,6,7,8,9,10,11,12,13,14,15,16,17,18,19,20]
[null,null,"x^4",{"$f":"INDEX((LINEST($B$6:$B$26,D$6:D$26^{1,2,3,4})),1)","v":4.8539386280041089E-7},{"$f":"INDEX((LINEST($B$6:$B$26,E$6:E$26^{1,2,3,4})),1)","v":1.8646890633338182E-6},{"$f":"INDEX((LINEST($B$6:$B$26,F$6:F$26^{1,2,3,4})),1)","v":1.0950862385449784E-4},{"$f":"INDEX((LINEST($B$6:$B$26,G$6:G$26^{1,2,3,4})),1)","v":0},{"$f":"INDEX((LINEST($B$6:$B$26,H$6:H$26^{1,2,3,4})),1)","v":0},{"$f":"INDEX((LINEST($B$6:$B$26,I$6:I$26^{1,2,3,4})),1)","v":0},{"$f":"INDEX((LINEST($B$6:$B$26,J$6:J$26^{1,2,3,4})),1)","v":0},{"$f":"INDEX((LINEST($B$6:$B$26,K$6:K$26^{1,2,3,4})),1)","v":0},{"$f":"INDEX((LINEST($B$6:$B$26,L$6:L$26^{1,2,3,4})),1)","v":0},{"$f":"INDEX((LINEST($B$6:$B$26,M$6:M$26^{1,2,3,4})),1)","v":0},{"$f":"INDEX((LINEST($B$6:$B$26,N$6:N$26^{1,2,3,4})),1)","v":0},{"$f":"INDEX((LINEST($B$6:$B$26,O$6:O$26^{1,2,3,4})),1)","v":0},{"$f":"INDEX((LINEST($B$6:$B$26,P$6:P$26^{1,2,3,4})),1)","v":0},{"$f":"INDEX((LINEST($B$6:$B$26,Q$6:Q$26^{1,2,3,4})),1)","v":0},{"$f":"INDEX((LINEST($B$6:$B$26,R$6:R$26^{1,2,3,4})),1)","v":0},{"$f":"INDEX((LINEST($B$6:$B$26,S$6:S$26^{1,2,3,4})),1)","v":0},{"$f":"INDEX((LINEST($B$6:$B$26,T$6:T$26^{1,2,3,4})),1)","v":0},{"$f":"INDEX((LINEST($B$6:$B$26,U$6:U$26^{1,2,3,4})),1)","v":0},{"$f":"INDEX((LINEST($B$6:$B$26,V$6:V$26^{1,2,3,4})),1)","v":0},{"$f":"INDEX((LINEST($B$6:$B$26,W$6:W$26^{1,2,3,4})),1)","v":0},{"$f":"INDEX((LINEST($B$6:$B$26,X$6:X$26^{1,2,3,4})),1)","v":0},{"$f":"INDEX((LINEST($B$6:$B$26,Y$6:Y$26^{1,2,3,4})),1)","v":0}]
[null,null,"x^3",{"$f":"INDEX((LINEST($B$6:$B$26,D$6:D$26^{1,2,3,4})),1,2)","v":-2.6516766055233064E-6},{"$f":"INDEX((LINEST($B$6:$B$26,E$6:E$26^{1,2,3,4})),1,2)","v":-7.276200605543388E-6},{"$f":"INDEX((LINEST($B$6:$B$26,F$6:F$26^{1,2,3,4})),1,2)","v":-1.5436046828774873E-4},{"$f":"INDEX((LINEST($B$6:$B$26,G$6:G$26^{1,2,3,4})),1,2)","v":0},{"$f":"INDEX((LINEST($B$6:$B$26,H$6:H$26^{1,2,3,4})),1,2)","v":0},{"$f":"INDEX((LINEST($B$6:$B$26,I$6:I$26^{1,2,3,4})),1,2)","v":0},{"$f":"INDEX((LINEST($B$6:$B$26,J$6:J$26^{1,2,3,4})),1,2)","v":0},{"$f":"INDEX((LINEST($B$6:$B$26,K$6:K$26^{1,2,3,4})),1,2)","v":0},{"$f":"INDEX((LINEST($B$6:$B$26,L$6:L$26^{1,2,3,4})),1,2)","v":0},{"$f":"INDEX((LINEST($B$6:$B$26,M$6:M$26^{1,2,3,4})),1,2)","v":0},{"$f":"INDEX((LINEST($B$6:$B$26,N$6:N$26^{1,2,3,4})),1,2)","v":0},{"$f":"INDEX((LINEST($B$6:$B$26,O$6:O$26^{1,2,3,4})),1,2)","v":0},{"$f":"INDEX((LINEST($B$6:$B$26,P$6:P$26^{1,2,3,4})),1,2)","v":0},{"$f":"INDEX((LINEST($B$6:$B$26,Q$6:Q$26^{1,2,3,4})),1,2)","v":0},{"$f":"INDEX((LINEST($B$6:$B$26,R$6:R$26^{1,2,3,4})),1,2)","v":0},{"$f":"INDEX((LINEST($B$6:$B$26,S$6:S$26^{1,2,3,4})),1,2)","v":0},{"$f":"INDEX((LINEST($B$6:$B$26,T$6:T$26^{1,2,3,4})),1,2)","v":0},{"$f":"INDEX((LINEST($B$6:$B$26,U$6:U$26^{1,2,3,4})),1,2)","v":0},{"$f":"INDEX((LINEST($B$6:$B$26,V$6:V$26^{1,2,3,4})),1,2)","v":0},{"$f":"INDEX((LINEST($B$6:$B$26,W$6:W$26^{1,2,3,4})),1,2)","v":0},{"$f":"INDEX((LINEST($B$6:$B$26,X$6:X$26^{1,2,3,4})),1,2)","v":0},{"$f":"INDEX((LINEST($B$6:$B$26,Y$6:Y$26^{1,2,3,4})),1,2)","v":0}]
[null,null,"x^2",{"$f":"INDEX((LINEST($B$6:$B$26,D$6:D$26^{1,2,3,4})),1,3)","v":8.7544347544842488E-5},{"$f":"INDEX((LINEST($B$6:$B$26,E$6:E$26^{1,2,3,4})),1,3)","v":1.7158692118768353E-4},{"$f":"INDEX((LINEST($B$6:$B$26,F$6:F$26^{1,2,3,4})),1,3)","v":1.3149375594044257E-3},{"$f":"INDEX((LINEST($B$6:$B$26,G$6:G$26^{1,2,3,4})),1,3)","v":0},{"$f":"INDEX((LINEST($B$6:$B$26,H$6:H$26^{1,2,3,4})),1,3)","v":0},{"$f":"INDEX((LINEST($B$6:$B$26,I$6:I$26^{1,2,3,4})),1,3)","v":0},{"$f":"INDEX((LINEST($B$6:$B$26,J$6:J$26^{1,2,3,4})),1,3)","v":0},{"$f":"INDEX((LINEST($B$6:$B$26,K$6:K$26^{1,2,3,4})),1,3)","v":0},{"$f":"INDEX((LINEST($B$6:$B$26,L$6:L$26^{1,2,3,4})),1,3)","v":0},{"$f":"INDEX((LINEST($B$6:$B$26,M$6:M$26^{1,2,3,4})),1,3)","v":0},{"$f":"INDEX((LINEST($B$6:$B$26,N$6:N$26^{1,2,3,4})),1,3)","v":0},{"$f":"INDEX((LINEST($B$6:$B$26,O$6:O$26^{1,2,3,4})),1,3)","v":0},{"$f":"INDEX((LINEST($B$6:$B$26,P$6:P$26^{1,2,3,4})),1,3)","v":0},{"$f":"INDEX((LINEST($B$6:$B$26,Q$6:Q$26^{1,2,3,4})),1,3)","v":0},{"$f":"INDEX((LINEST($B$6:$B$26,R$6:R$26^{1,2,3,4})),1,3)","v":0},{"$f":"INDEX((LINEST($B$6:$B$26,S$6:S$26^{1,2,3,4})),1,3)","v":0},{"$f":"INDEX((LINEST($B$6:$B$26,T$6:T$26^{1,2,3,4})),1,3)","v":0},{"$f":"INDEX((LINEST($B$6:$B$26,U$6:U$26^{1,2,3,4})),1,3)","v":0},{"$f":"INDEX((LINEST($B$6:$B$26,V$6:V$26^{1,2,3,4})),1,3)","v":0},{"$f":"INDEX((LINEST($B$6:$B$26,W$6:W$26^{1,2,3,4})),1,3)","v":0},{"$f":"INDEX((LINEST($B$6:$B$26,X$6:X$26^{1,2,3,4})),1,3)","v":0},{"$f":"INDEX((LINEST($B$6:$B$26,Y$6:Y$26^{1,2,3,4})),1,3)","v":0}]
[null,null,"x",{"$f":"INDEX((LINEST($B$6:$B$26,D$6:D$26^{1,2,3,4})),1,4)","v":8.3292019812685348E-3},{"$f":"INDEX((LINEST($B$6:$B$26,E$6:E$26^{1,2,3,4})),1,4)","v":1.1660882773777021E-2},{"$f":"INDEX((LINEST($B$6:$B$26,F$6:F$26^{1,2,3,4})),1,4)","v":3.2280622708662388E-2},{"$f":"INDEX((LINEST($B$6:$B$26,G$6:G$26^{1,2,3,4})),1,4)","v":0},{"$f":"INDEX((LINEST($B$6:$B$26,H$6:H$26^{1,2,3,4})),1,4)","v":0},{"$f":"INDEX((LINEST($B$6:$B$26,I$6:I$26^{1,2,3,4})),1,4)","v":0},{"$f":"INDEX((LINEST($B$6:$B$26,J$6:J$26^{1,2,3,4})),1,4)","v":0},{"$f":"INDEX((LINEST($B$6:$B$26,K$6:K$26^{1,2,3,4})),1,4)","v":0},{"$f":"INDEX((LINEST($B$6:$B$26,L$6:L$26^{1,2,3,4})),1,4)","v":0},{"$f":"INDEX((LINEST($B$6:$B$26,M$6:M$26^{1,2,3,4})),1,4)","v":0},{"$f":"INDEX((LINEST($B$6:$B$26,N$6:N$26^{1,2,3,4})),1,4)","v":0},{"$f":"INDEX((LINEST($B$6:$B$26,O$6:O$26^{1,2,3,4})),1,4)","v":0},{"$f":"INDEX((LINEST($B$6:$B$26,P$6:P$26^{1,2,3,4})),1,4)","v":0},{"$f":"INDEX((LINEST($B$6:$B$26,Q$6:Q$26^{1,2,3,4})),1,4)","v":0},{"$f":"INDEX((LINEST($B$6:$B$26,R$6:R$26^{1,2,3,4})),1,4)","v":0},{"$f":"INDEX((LINEST($B$6:$B$26,S$6:S$26^{1,2,3,4})),1,4)","v":0},{"$f":"INDEX((LINEST($B$6:$B$26,T$6:T$26^{1,2,3,4})),1,4)","v":0},{"$f":"INDEX((LINEST($B$6:$B$26,U$6:U$26^{1,2,3,4})),1,4)","v":0},{"$f":"INDEX((LINEST($B$6:$B$26,V$6:V$26^{1,2,3,4})),1,4)","v":0},{"$f":"INDEX((LINEST($B$6:$B$26,W$6:W$26^{1,2,3,4})),1,4)","v":0},{"$f":"INDEX((LINEST($B$6:$B$26,X$6:X$26^{1,2,3,4})),1,4)","v":0},{"$f":"INDEX((LINEST($B$6:$B$26,Y$6:Y$26^{1,2,3,4})),1,4)","v":0}]
[null,null,null,{"$f":"INDEX((LINEST($B$6:$B$26,D$6:D$26^{1,2,3,4})),1,5)","v":2.5163939948704084E-2},{"$f":"INDEX((LINEST($B$6:$B$26,E$6:E$26^{1,2,3,4})),1,5)","v":2.5163939948704028E-2},{"$f":"INDEX((LINEST($B$6:$B$26,F$6:F$26^{1,2,3,4})),1,5)","v":2.5163939948704084E-2},{"$f":"INDEX((LINEST($B$6:$B$26,G$6:G$26^{1,2,3,4})),1,5)","v":0.49999999999999989},{"$f":"INDEX((LINEST($B$6:$B$26,H$6:H$26^{1,2,3,4})),1,5)","v":0.49999999999999989},{"$f":"INDEX((LINEST($B$6:$B$26,I$6:I$26^{1,2,3,4})),1,5)","v":0.49999999999999989},{"$f":"INDEX((LINEST($B$6:$B$26,J$6:J$26^{1,2,3,4})),1,5)","v":0.49999999999999989},{"$f":"INDEX((LINEST($B$6:$B$26,K$6:K$26^{1,2,3,4})),1,5)","v":0.49999999999999989},{"$f":"INDEX((LINEST($B$6:$B$26,L$6:L$26^{1,2,3,4})),1,5)","v":0.49999999999999989},{"$f":"INDEX((LINEST($B$6:$B$26,M$6:M$26^{1,2,3,4})),1,5)","v":0.49999999999999989},{"$f":"INDEX((LINEST($B$6:$B$26,N$6:N$26^{1,2,3,4})),1,5)","v":0.49999999999999989},{"$f":"INDEX((LINEST($B$6:$B$26,O$6:O$26^{1,2,3,4})),1,5)","v":0.49999999999999989},{"$f":"INDEX((LINEST($B$6:$B$26,P$6:P$26^{1,2,3,4})),1,5)","v":0.49999999999999989},{"$f":"INDEX((LINEST($B$6:$B$26,Q$6:Q$26^{1,2,3,4})),1,5)","v":0.49999999999999989},{"$f":"INDEX((LINEST($B$6:$B$26,R$6:R$26^{1,2,3,4})),1,5)","v":0.49999999999999989},{"$f":"INDEX((LINEST($B$6:$B$26,S$6:S$26^{1,2,3,4})),1,5)","v":0.49999999999999989},{"$f":"INDEX((LINEST($B$6:$B$26,T$6:T$26^{1,2,3,4})),1,5)","v":0.49999999999999989},{"$f":"INDEX((LINEST($B$6:$B$26,U$6:U$26^{1,2,3,4})),1,5)","v":0.49999999999999989},{"$f":"INDEX((LINEST($B$6:$B$26,V$6:V$26^{1,2,3,4})),1,5)","v":0.49999999999999989},{"$f":"INDEX((LINEST($B$6:$B$26,W$6:W$26^{1,2,3,4})),1,5)","v":0.49999999999999989},{"$f":"INDEX((LINEST($B$6:$B$26,X$6:X$26^{1,2,3,4})),1,5)","v":0.49999999999999989},{"$f":"INDEX((LINEST($B$6:$B$26,Y$6:Y$26^{1,2,3,4})),1,5)","v":0.49999999999999989}]
[]
["10 YEAR MORTALITY (years)",null,null,null,null,null,null,null,null,null,null,null,null,null,null,null,null,null,null,null,null,null,null,null,null,null,null,null,null,null,"ACCOUNTING FOR BURN HOURS PER DAY"]
[null,null,null,null,null,"24 HOUR BURN",null,null,null,null,null,null,null,null,null,null,null,null,null,null,null,null,null,null,null,null,null,{"$f":"'CALCULATOR INPUT SHEET'!Z28","v":0},{"$f":"'CALCULATOR INPUT SHEET'!AA28","v":0},{"$f":"'CALCULATOR INPUT SHEET'!AB28","v":0},{"$f":"'CALCULATOR INPUT SHEET'!AC28","v":0},{"$f":"'CALCULATOR INPUT SHEET'!AD28","v":0},{"$f":"'CALCULATOR INPUT SHEET'!AE28","v":0},{"$f":"'CALCULATOR INPUT SHEET'!AF28","v":0},{"$f":"'CALCULATOR INPUT SHEET'!AG28","v":0},{"$f":"'CALCULATOR INPUT SHEET'!AH28","v":0},{"$f":"'CALCULATOR INPUT SHEET'!AI28","v":0},{"$f":"'CALCULATOR INPUT SHEET'!AJ28","v":0},{"$f":"'CALCULATOR INPUT SHEET'!AK28","v":0},{"$f":"'CALCULATOR INPUT SHEET'!AL28","v":0},{"$f":"'CALCULATOR INPUT SHEET'!AM28","v":0},{"$f":"'CALCULATOR INPUT SHEET'!AN28","v":0},{"$f":"'CALCULATOR INPUT SHEET'!AO28","v":0},{"$f":"'CALCULATOR INPUT SHEET'!AP28","v":0},{"$f":"'CALCULATOR INPUT SHEET'!AQ28","v":0},{"$f":"'CALCULATOR INPUT SHEET'!AR28","v":0},{"$f":"'CALCULATOR INPUT SHEET'!AS28","v":0}]
[null,null,null,null,{"$f":"COUNTIF(E45:E1045,\"<>\")","v":1001},1,2,3,4,5,6,7,8,9,10,11,12,13,14,15,16,17,18,19,20,null,null,1,2,3,4,5,6,7,8,9,10,11,12,13,14,15,16,17,18,19,20]
[null,null,null,null,0,{"$f":"IF(AF$16=0,0,IF(F$36*$E45^4  +    F$37*$E45^3   +    F$38*$E45^2    +    F$39*$E45   +    F$40>1,1,F$36*$E45^4  +    F$37*$E45^3   +    F$38*$E45^2    +    F$39*$E45   +    F$40))","v":2.5163939948704084E-2},0,0,0,0,0,0,0,0,{"$f":"IF(AO$16=0,0,IF(O$36*$E45^4  +    O$37*$E45^3   +    O$38*$E45^2    +    O$39*$E45   +    O$40>1,1,O$36*$E45^4  +    O$37*$E45^3   +    O$38*$E45^2    +    O$39*$E45   +    O$40))","v":0},0,0,0,0,0,0,0,0,0,0,null,0,{"$f":"IF(AB$43<>0,INDEX(F$45:F$1045, MATCH($AA45*(AB$43/24), $E$45:$E$1045)), 0)","v":0},0,0,0,0,0,0,0,0,{"$f":"IF(AK$43<>0,INDEX(O$45:O$1045, MATCH($AA45*(AK$43/24), $E$45:$E$1045)), 0)","v":0},0,0,0,0,0,0,0,0,0,0]
[null,null,null,null,{"$f":"E45+0.01","v":0.01},{"$f":"IF(AF$16=0,0,IF(F$36*$E46^4  +    F$37*$E46^3   +    F$38*$E46^2    +    F$39*$E46   +    F$40>1,1,F$36*$E46^4  +    F$37*$E46^3   +    F$38*$E46^2    +    F$39*$E46   +    F$40))","v":2.5486877516281266E-2},{"$f":"IF(AG$16=0,0,IF(G$36*$E46^4  +    G$37*$E46^3   +    G$38*$E46^2    +    G$39*$E46   +    G$40>1,1,G$36*$E46^4  +    G$37*$E46^3   +    G$38*$E46^2    +    G$39*$E46   +    G$40))","v":0},{"$f":"IF(AH$16=0,0,IF(H$36*$E46^4  +    H$37*$E46^3   +    H$38*$E46^2    +    H$39*$E46   +    H$40>1,1,H$36*$E46^4  +    H$37*$E46^3   +    H$38*$E46^2    +    H$39*$E46   +    H$40))","v":0},{"$f":"IF(AI$16=0,0,IF(I$36*$E46^4  +    I$37*$E46^3   +    I$38*$E46^2    +    I$39*$E46   +    I$40>1,1,I$36*$E46^4  +    I$37*$E46^3   +    I$38*$E46^2    +    I$39*$E46   +    I$40))","v":0},{"$f":"IF(AJ$16=0,0,IF(J$36*$E46^4  +    J$37*$E46^3   +    J$38*$E46^2    +    J$39*$E46   +    J$40>1,1,J$36*$E46^4  +    J$37*$E46^3   +    J$38*$E46^2    +    J$39*$E46   +    J$40))","v":0},{"$f":"IF(AK$16=0,0,IF(K$36*$E46^4  +    K$37*$E46^3   +    K$38*$E46^2    +    K$39*$E46   +    K$40>1,1,K$36*$E46^4  +    K$37*$E46^3   +    K$38*$E46^2    +    K$39*$E46   +    K$40))","v":0},{"$f":"IF(AL$16=0,0,IF(L$36*$E46^4  +    L$37*$E46^3   +    L$38*$E46^2    +    L$39*$E46   +    L$40>1,1,L$36*$E46^4  +    L$37*$E46^3   +    L$38*$E46^2    +    L$39*$E46   +    L$40))","v":0},{"$f":"IF(AM$16=0,0,IF(M$36*$E46^4  +    M$37*$E46^3   +    M$38*$E46^2    +    M$39*$E46   +    M$40>1,1,M$36*$E46^4  +    M$37*$E46^3   +    M$38*$E46^2    +    M$39*$E46   +    M$40))","v":0},{"$f":"IF(AN$16=0,0,IF(N$36*$E46^4  +    N$37*$E46^3   +    N$38*$E46^2    +    N$39*$E46   +    N$40>1,1,N$36*$E46^4  +    N$37*$E46^3   +    N$38*$E46^2    +    N$39*$E46   +    N$40))","v":0},0,0,0,0,0,0,0,0,0,0,0,null,{"$f":"AA45+0.01","v":0.01},{"$f":"IF(AB$43<>0,INDEX(F$45:F$1045, MATCH($AA46*(AB$43/24), $E$45:$E$1045)), 0)","v":0},{"$f":"IF(AC$43<>0,INDEX(G$45:G$1045, MATCH($AA46*(AC$43/24), $E$45:$E$1045)), 0)","v":0},{"$f":"IF(AD$43<>0,INDEX(H$45:H$1045, MATCH($AA46*(AD$43/24), $E$45:$E$1045)), 0)","v":0},{"$f":"IF(AE$43<>0,INDEX(I$45:I$1045, MATCH($AA46*(AE$43/24), $E$45:$E$1045)), 0)","v":0},{"$f":"IF(AF$43<>0,INDEX(J$45:J$1045, MATCH($AA46*(AF$43/24), $E$45:$E$1045)), 0)","v":0},{"$f":"IF(AG$43<>0,INDEX(K$45:K$1045, MATCH($AA46*(AG$43/24), $E$45:$E$1045)), 0)","v":0},{"$f":"IF(AH$43<>0,INDEX(L$45:L$1045, MATCH($AA46*(AH$43/24), $E$45:$E$1045)), 0)","v":0},{"$f":"IF(AI$43<>0,INDEX(M$45:M$1045, MATCH($AA46*(AI$43/24), $E$45:$E$1045)), 0)","v":0},{"$f":"IF(AJ$43<>0,INDEX(N$45:N$1045, MATCH($AA46*(AJ$43/24), $E$45:$E$1045)), 0)","v":0},0,0,0,0,0,0,0,0,0,0,0]
[null,null,null,null,0.02,2.5810077160538725E-2,0,0,0,0,0,0,0,0,0,0,0,0,0,0,0,0,0,0,0,null,0.02,0,0,0,0,0,0,0,0,0,0,0,0,0,0,0,0,0,0,0,0]
[null,null,null,null,0.03,2.613353799473676E-2,0,0,0,0,0,0,0,0,0,0,0,0,0,0,0,0,0,0,0,null,0.03,0,0,0,0,0,0,0,0,0,0,0,0,0,0,0,0,0,0,0,0]
[null,null,null,null,0.04,2.6457259158417734E-2,0,0,0,0,0,0,0,0,0,0,0,0,0,0,0,0,0,0,0,null,0.04,0,0,0,0,0,0,0,0,0,0,0,0,0,0,0,0,0,0,0,0]
[null,null,null,null,0.05,2.6781239817406079E-2,0,0,0,0,0,0,0,0,0,0,0,0,0,0,0,0,0,0,0,null,0.05,0,0,0,0,0,0,0,0,0,0,0,0,0,0,0,0,0,0,0,0]
[null,null,null,null,6.0000000000000005E-2,2.7105479163808299E-2,0,0,0,0,0,0,0,0,0,0,0,0,0,0,0,0,0,0,0,null,6.0000000000000005E-2,0,0,0,0,0,0,0,0,0,0,0,0,0,0,0,0,0,0,0,0]
[null,null,null,null,7.0000000000000007E-2,2.7429976416012969E-2,0,0,0,0,0,0,0,0,0,0,0,0,0,0,0,0,0,0,0,null,7.0000000000000007E-2,0,0,0,0,0,0,0,0,0,0,0,0,0,0,0,0,0,0,0,0]
[null,null,null,null,0.08,2.7754730818690732E-2,0,0,0,0,0,0,0,0,0,0,0,0,0,0,0,0,0,0,0,null,0.08,0,0,0,0,0,0,0,0,0,0,0,0,0,0,0,0,0,0,0,0]
[null,null,null,null,0.09,2.8079741642794302E-2,0,0,0,0,0,0,0,0,0,0,0,0,0,0,0,0,0,0,0,null,0.09,0,0,0,0,0,0,0,0,0,0,0,0,0,0,0,0,0,0,0,0]
[null,null,null,null,9.9999999999999992E-2,2.8405008185558463E-2,0,0,0,0,0,0,0,0,0,0,0,0,0,0,0,0,0,0,0,null,9.9999999999999992E-2,0,0,0,0,0,0,0,0,0,0,0,0,0,0,0,0,0,0,0,0]
[null,null,null,null,0.10999999999999999,2.8730529770500068E-2,0,0,0,0,0,0,0,0,0,0,0,0,0,0,0,0,0,0,0,null,0.10999999999999999,0,0,0,0,0,0,0,0,0,0,0,0,0,0,0,0,0,0,0,0]
[null,null,null,null,0.11999999999999998,2.9056305747418035E-2,0,0,0,0,0,0,0,0,0,0,0,0,0,0,0,0,0,0,0,null,0.11999999999999998,0,0,0,0,0,0,0,0,0,0,0,0,0,0,0,0,0,0,0,0]
[null,null,null,null,0.12999999999999998,2.9382335492393358E-2,0,0,0,0,0,0,0,0,0,0,0,0,0,0,0,0,0,0,0,null,0.12999999999999998,0,0,0,0,0,0,0,0,0,0,0,0,0,0,0,0,0,0,0,0]
[null,null,null,null,0.13999999999999999,2.97086184077891E-2,0,0,0,0,0,0,0,0,0,0,0,0,0,0,0,0,0,0,0,null,0.13999999999999999,0,0,0,0,0,0,0,0,0,0,0,0,0,0,0,0,0,0,0,0]
[null,null,null,null,0.15,3.0035153922250396E-2,0,0,0,0,0,0,0,0,0,0,0,0,0,0,0,0,0,0,0,null,0.15,0,0,0,0,0,0,0,0,0,0,0,0,0,0,0,0,0,0,0,0]
[null,null,null,null,0.16,3.0361941490704442E-2,0,0,0,{"$f":"IF(AJ$16=0,0,IF(J$36*$E61^4  +    J$37*$E61^3   +    J$38*$E61^2    +    J$39*$E61   +    J$40>1,1,J$36*$E61^4  +    J$37*$E61^3   +    J$38*$E61^2    +    J$39*$E61   +    J$40))","v":0},{"$f":"IF(AK$16=0,0,IF(K$36*$E61^4  +    K$37*$E61^3   +    K$38*$E61^2    +    K$39*$E61   +    K$40>1,1,K$36*$E61^4  +    K$37*$E61^3   +    K$38*$E61^2    +    K$39*$E61   +    K$40))","v":0},{"$f":"IF(AL$16=0,0,IF(L$36*$E61^4  +    L$37*$E61^3   +    L$38*$E61^2    +    L$39*$E61   +    L$40>1,1,L$36*$E61^4  +    L$37*$E61^3   +    L$38*$E61^2    +    L$39*$E61   +    L$40))","v":0},{"$f":"IF(AM$16=0,0,IF(M$36*$E61^4  +    M$37*$E61^3   +    M$38*$E61^2    +    M$39*$E61   +    M$40>1,1,M$36*$E61^4  +    M$37*$E61^3   +    M$38*$E61^2    +    M$39*$E61   +    M$40))","v":0},{"$f":"IF(AN$16=0,0,IF(N$36*$E61^4  +    N$37*$E61^3   +    N$38*$E61^2    +    N$39*$E61   +    N$40>1,1,N$36*$E61^4  +    N$37*$E61^3   +    N$38*$E61^2    +    N$39*$E61   +    N$40))","v":0},{"$f":"IF(AO$16=0,0,IF(O$36*$E61^4  +    O$37*$E61^3   +    O$38*$E61^2    +    O$39*$E61   +    O$40>1,1,O$36*$E61^4  +    O$37*$E61^3   +    O$38*$E61^2    +    O$39*$E61   +    O$40))","v":0},{"$f":"IF(AP$16=0,0,IF(P$36*$E61^4  +    P$37*$E61^3   +    P$38*$E61^2    +    P$39*$E61   +    P$40>1,1,P$36*$E61^4  +    P$37*$E61^3   +    P$38*$E61^2    +    P$39*$E61   +    P$40))","v":0},{"$f":"IF(AQ$16=0,0,IF(Q$36*$E61^4  +    Q$37*$E61^3   +    Q$38*$E61^2    +    Q$39*$E61   +    Q$40>1,1,Q$36*$E61^4  +    Q$37*$E61^3   +    Q$38*$E61^2    +    Q$39*$E61   +    Q$40))","v":0},{"$f":"IF(AR$16=0,0,IF(R$36*$E61^4  +    R$37*$E61^3   +    R$38*$E61^2    +    R$39*$E61   +    R$40>1,1,R$36*$E61^4  +    R$37*$E61^3   +    R$38*$E61^2    +    R$39*$E61   +    R$40))","v":0},{"$f":"IF(AS$16=0,0,IF(S$36*$E61^4  +    S$37*$E61^3   +    S$38*$E61^2    +    S$39*$E61   +    S$40>1,1,S$36*$E61^4  +    S$37*$E61^3   +    S$38*$E61^2    +    S$39*$E61   +    S$40))","v":0},{"$f":"IF(AT$16=0,0,IF(T$36*$E61^4  +    T$37*$E61^3   +    T$38*$E61^2    +    T$39*$E61   +    T$40>1,1,T$36*$E61^4  +    T$37*$E61^3   +    T$38*$E61^2    +    T$39*$E61   +    T$40))","v":0},{"$f":"IF(AU$16=0,0,IF(U$36*$E61^4  +    U$37*$E61^3   +    U$38*$E61^2    +    U$39*$E61   +    U$40>1,1,U$36*$E61^4  +    U$37*$E61^3   +    U$38*$E61^2    +    U$39*$E61   +    U$40))","v":0},{"$f":"IF(AV$16=0,0,IF(V$36*$E61^4  +    V$37*$E61^3   +    V$38*$E61^2    +    V$39*$E61   +    V$40>1,1,V$36*$E61^4  +    V$37*$E61^3   +    V$38*$E61^2    +    V$39*$E61   +    V$40))","v":0},{"$f":"IF(AW$16=0,0,IF(W$36*$E61^4  +    W$37*$E61^3   +    W$38*$E61^2    +    W$39*$E61   +    W$40>1,1,W$36*$E61^4  +    W$37*$E61^3   +    W$38*$E61^2    +    W$39*$E61   +    W$40))","v":0},{"$f":"IF(AX$16=0,0,IF(X$36*$E61^4  +    X$37*$E61^3   +    X$38*$E61^2    +    X$39*$E61   +    X$40>1,1,X$36*$E61^4  +    X$37*$E61^3   +    X$38*$E61^2    +    X$39*$E61   +    X$40))","v":0},{"$f":"IF(AY$16=0,0,IF(Y$36*$E61^4  +    Y$37*$E61^3   +    Y$38*$E61^2    +    Y$39*$E61   +    Y$40>1,1,Y$36*$E61^4  +    Y$37*$E61^3   +    Y$38*$E61^2    +    Y$39*$E61   +    Y$40))","v":0},null,0.16,0,0,0,0,{"$f":"IF(AF$43<>0,INDEX(J$45:J$1045, MATCH($AA61*(AF$43/24), $E$45:$E$1045)), 0)","v":0},{"$f":"IF(AG$43<>0,INDEX(K$45:K$1045, MATCH($AA61*(AG$43/24), $E$45:$E$1045)), 0)","v":0},{"$f":"IF(AH$43<>0,INDEX(L$45:L$1045, MATCH($AA61*(AH$43/24), $E$45:$E$1045)), 0)","v":0},{"$f":"IF(AI$43<>0,INDEX(M$45:M$1045, MATCH($AA61*(AI$43/24), $E$45:$E$1045)), 0)","v":0},{"$f":"IF(AJ$43<>0,INDEX(N$45:N$1045, MATCH($AA61*(AJ$43/24), $E$45:$E$1045)), 0)","v":0},{"$f":"IF(AK$43<>0,INDEX(O$45:O$1045, MATCH($AA61*(AK$43/24), $E$45:$E$1045)), 0)","v":0},{"$f":"IF(AL$43<>0,INDEX(P$45:P$1045, MATCH($AA61*(AL$43/24), $E$45:$E$1045)), 0)","v":0},{"$f":"IF(AM$43<>0,INDEX(Q$45:Q$1045, MATCH($AA61*(AM$43/24), $E$45:$E$1045)), 0)","v":0},{"$f":"IF(AN$43<>0,INDEX(R$45:R$1045, MATCH($AA61*(AN$43/24), $E$45:$E$1045)), 0)","v":0},{"$f":"IF(AO$43<>0,INDEX(S$45:S$1045, MATCH($AA61*(AO$43/24), $E$45:$E$1045)), 0)","v":0},{"$f":"IF(AP$43<>0,INDEX(T$45:T$1045, MATCH($AA61*(AP$43/24), $E$45:$E$1045)), 0)","v":0},{"$f":"IF(AQ$43<>0,INDEX(U$45:U$1045, MATCH($AA61*(AQ$43/24), $E$45:$E$1045)), 0)","v":0},{"$f":"IF(AR$43<>0,INDEX(V$45:V$1045, MATCH($AA61*(AR$43/24), $E$45:$E$1045)), 0)","v":0},{"$f":"IF(AS$43<>0,INDEX(W$45:W$1045, MATCH($AA61*(AS$43/24), $E$45:$E$1045)), 0)","v":0},{"$f":"IF(AT$43<>0,INDEX(X$45:X$1045, MATCH($AA61*(AT$43/24), $E$45:$E$1045)), 0)","v":0},{"$f":"IF(AU$43<>0,INDEX(Y$45:Y$1045, MATCH($AA61*(AU$43/24), $E$45:$E$1045)), 0)","v":0}]
[null,null,null,null,0.17,3.068898059436051E-2,0,0,0,0,0,0,0,0,0,0,0,0,0,0,0,0,0,0,0,null,0.17,0,0,0,0,0,0,0,0,0,0,0,0,0,0,0,0,0,0,0,0]
[null,null,null,null,0.18000000000000002,3.101627074070994E-2,0,0,0,0,0,0,0,0,0,0,0,0,0,0,0,0,0,0,0,null,0.18000000000000002,0,0,0,0,0,0,0,0,0,0,0,0,0,0,0,0,0,0,0,0]
[null,null,null,null,0.19000000000000003,3.1343811463526147E-2,0,0,0,0,0,0,0,0,0,0,0,0,0,0,0,0,0,0,0,null,0.19000000000000003,0,0,0,0,0,0,0,0,0,0,0,0,0,0,0,0,0,0,0,0]
[null,null,null,null,0.20000000000000004,3.1671602322864603E-2,0,0,0,0,0,0,0,0,0,0,0,0,0,0,0,0,0,0,0,null,0.20000000000000004,0,0,0,0,0,0,0,0,0,0,0,0,0,0,0,0,0,0,0,0]
[null,null,null,null,0.21000000000000005,3.1999642905062867E-2,0,0,0,0,0,0,0,0,0,0,0,0,0,0,0,0,0,0,0,null,0.21000000000000005,0,0,0,0,0,0,0,0,0,0,0,0,0,0,0,0,0,0,0,0]
[null,null,null,null,0.22000000000000006,3.2327932822740553E-2,0,0,0,0,0,0,0,0,0,0,0,0,0,0,0,0,0,0,0,null,0.22000000000000006,0,0,0,0,0,0,0,0,0,0,0,0,0,0,0,0,0,0,0,0]
[null,null,null,null,0.23000000000000007,3.2656471714799351E-2,0,0,0,0,0,0,0,0,0,0,0,0,0,0,0,0,0,0,0,null,0.23000000000000007,0,0,0,0,0,0,0,0,0,0,0,0,0,0,0,0,0,0,0,0]
[null,null,null,null,0.24000000000000007,3.2985259246423024E-2,0,0,0,0,0,0,0,0,0,0,0,0,0,0,0,0,0,0,0,null,0.24000000000000007,0,0,0,0,0,0,0,0,0,0,0,0,0,0,0,0,0,0,0,0]
[null,null,null,null,0.25000000000000006,3.3314295109077394E-2,0,0,0,0,0,0,0,0,0,0,0,0,0,0,0,0,0,0,0,null,0.25000000000000006,0,0,0,0,0,0,0,0,0,0,0,0,0,0,0,0,0,0,0,0]
[null,null,null,null,0.26000000000000006,3.3643579020510364E-2,0,0,0,0,0,0,0,0,0,0,0,0,0,0,0,0,0,0,0,null,0.26000000000000006,0,0,0,0,0,0,0,0,0,0,0,0,0,0,0,0,0,0,0,0]
[null,null,null,null,0.27000000000000007,3.3973110724751905E-2,0,0,0,0,0,0,0,0,0,0,0,0,0,0,0,0,0,0,0,null,0.27000000000000007,0,0,0,0,0,0,0,0,0,0,0,0,0,0,0,0,0,0,0,0]
[null,null,null,null,0.28000000000000008,3.4302889992114047E-2,0,0,0,0,0,0,0,0,0,0,0,0,0,0,0,0,0,0,0,null,0.28000000000000008,0,0,0,0,0,0,0,0,0,0,0,0,0,0,0,0,0,0,0,0]
[null,null,null,null,0.29000000000000009,3.4632916619190907E-2,0,0,0,0,0,0,0,0,0,0,0,0,0,0,0,0,0,0,0,null,0.29000000000000009,0,0,0,0,0,0,0,0,0,0,0,0,0,0,0,0,0,0,0,0]
[null,null,null,null,0.3000000000000001,3.4963190428858655E-2,0,0,0,0,0,0,0,0,0,0,0,0,0,0,0,0,0,0,0,null,0.3000000000000001,0,0,0,0,0,0,0,0,0,0,0,0,0,0,0,0,0,0,0,0]
[null,null,null,null,0.31000000000000011,3.5293711270275543E-2,0,0,0,0,0,0,0,0,0,0,0,0,0,0,0,0,0,0,0,null,0.31000000000000011,0,0,0,0,0,0,0,0,0,0,0,0,0,0,0,0,0,0,0,0]
[null,null,null,null,0.32000000000000012,3.5624479018881883E-2,0,0,0,0,0,0,0,0,0,0,0,0,0,0,0,0,0,0,0,null,0.32000000000000012,0,0,0,0,0,0,0,0,0,0,0,0,0,0,0,0,0,0,0,0]
[null,null,null,null,0.33000000000000013,3.5955493576400065E-2,0,0,0,0,0,0,0,0,0,0,0,0,0,0,0,0,0,0,0,null,0.33000000000000013,0,0,0,0,0,0,0,0,0,0,0,0,0,0,0,0,0,0,0,0]
[null,null,null,null,0.34000000000000014,3.6286754870834541E-2,0,0,0,0,0,0,0,0,0,0,0,0,0,0,0,0,0,0,0,null,0.34000000000000014,0,0,0,0,0,0,0,0,0,0,0,0,0,0,0,0,0,0,0,0]
[null,null,null,null,0.35000000000000014,3.6618262856471843E-2,0,0,0,0,0,0,0,0,0,0,0,0,0,0,0,0,0,0,0,null,0.35000000000000014,0,0,0,0,0,0,0,0,0,0,0,0,0,0,0,0,0,0,0,0]
[null,null,null,null,0.36000000000000015,3.6950017513880565E-2,0,0,0,0,0,0,0,0,0,0,0,0,0,0,0,0,0,0,0,null,0.36000000000000015,0,0,0,0,0,0,0,0,0,0,0,0,0,0,0,0,0,0,0,0]
[null,null,null,null,0.37000000000000016,3.7282018849911377E-2,0,0,0,0,0,0,0,0,0,0,0,0,0,0,0,0,0,0,0,null,0.37000000000000016,0,0,0,0,0,0,0,0,0,0,0,0,0,0,0,0,0,0,0,0]
[null,null,null,null,0.38000000000000017,3.7614266897697007E-2,0,0,0,0,0,0,0,0,0,0,0,0,0,0,0,0,0,0,0,null,0.38000000000000017,0,0,0,0,0,0,0,0,0,0,0,0,0,0,0,0,0,0,0,0]
[null,null,null,null,0.39000000000000018,3.7946761716652261E-2,0,0,0,0,0,0,0,0,0,0,0,0,0,0,0,0,0,0,0,null,0.39000000000000018,0,0,0,0,0,0,0,0,0,0,0,0,0,0,0,0,0,0,0,0]
[null,null,null,null,0.40000000000000019,3.8279503392474011E-2,0,0,0,0,0,0,0,0,0,0,0,0,0,0,0,0,0,0,0,null,0.40000000000000019,0,0,0,0,0,0,0,0,0,0,0,0,0,0,0,0,0,0,0,0]
[null,null,null,null,0.4100000000000002,3.8612492037141212E-2,0,0,0,0,0,0,0,0,0,0,0,0,0,0,0,0,0,0,0,null,0.4100000000000002,0,0,0,0,0,0,0,0,0,0,0,0,0,0,0,0,0,0,0,0]
[null,null,null,null,0.42000000000000021,3.8945727788914863E-2,0,0,0,0,0,0,0,0,0,0,0,0,0,0,0,0,0,0,0,null,0.42000000000000021,0,0,0,0,0,0,0,0,0,0,0,0,0,0,0,0,0,0,0,0]
[null,null,null,null,0.43000000000000022,3.9279210812338067E-2,0,0,0,0,0,0,0,0,0,0,0,0,0,0,0,0,0,0,0,null,0.43000000000000022,0,0,0,0,0,0,0,0,0,0,0,0,0,0,0,0,0,0,0,0]
[null,null,null,null,0.44000000000000022,3.9612941298235962E-2,0,0,0,0,0,0,0,0,0,0,0,0,0,0,0,0,0,0,0,null,0.44000000000000022,0,0,0,0,0,0,0,0,0,0,0,0,0,0,0,0,0,0,0,0]
[null,null,null,null,0.45000000000000023,3.9946919463715772E-2,0,0,0,0,0,0,0,0,0,0,0,0,0,0,0,0,0,0,0,null,0.45000000000000023,0,0,0,0,0,0,0,0,0,0,0,0,0,0,0,0,0,0,0,0]
[null,null,null,null,0.46000000000000024,4.0281145552166803E-2,0,0,0,0,0,0,0,0,0,0,0,0,0,0,0,0,0,0,0,null,0.46000000000000024,0,0,0,0,0,0,0,0,0,0,0,0,0,0,0,0,0,0,0,0]
[null,null,null,null,0.47000000000000025,4.0615619833260404E-2,0,0,0,0,0,0,0,0,0,0,0,0,0,0,0,0,0,0,0,null,0.47000000000000025,0,0,0,0,0,0,0,0,0,0,0,0,0,0,0,0,0,0,0,0]
[null,null,null,null,0.48000000000000026,4.095034260295001E-2,0,0,0,0,0,0,0,0,0,0,0,0,0,0,0,0,0,0,0,null,0.48000000000000026,0,0,0,0,0,0,0,0,0,0,0,0,0,0,0,0,0,0,0,0]
[null,null,null,null,0.49000000000000027,4.1285314183471131E-2,0,0,0,0,0,0,0,0,0,0,0,0,0,0,0,0,0,0,0,null,0.49000000000000027,0,0,0,0,0,0,0,0,0,0,0,0,0,0,0,0,0,0,0,0]
[null,null,null,null,0.50000000000000022,4.1620534923341328E-2,0,0,0,0,0,0,0,0,0,0,0,0,0,0,0,0,0,0,0,null,0.50000000000000022,0,0,0,0,0,0,0,0,0,0,0,0,0,0,0,0,0,0,0,0]
[null,null,null,null,0.51000000000000023,4.1956005197360258E-2,0,0,0,0,0,0,0,0,0,0,0,0,0,0,0,0,0,0,0,null,0.51000000000000023,0,0,0,0,0,0,0,0,0,0,0,0,0,0,0,0,0,0,0,0]
[null,null,null,null,0.52000000000000024,4.2291725406609609E-2,0,0,0,0,0,0,0,0,0,0,0,0,0,0,0,0,0,0,0,null,0.52000000000000024,0,0,0,0,0,0,0,0,0,0,0,0,0,0,0,0,0,0,0,0]
[null,null,null,null,0.53000000000000025,4.2627695978453187E-2,0,0,0,0,0,0,0,0,0,0,0,0,0,0,0,0,0,0,0,null,0.53000000000000025,0,0,0,0,0,0,0,0,0,0,0,0,0,0,0,0,0,0,0,0]
[null,null,null,null,0.54000000000000026,4.2963917366536826E-2,0,0,0,0,0,0,0,0,0,0,0,0,0,0,0,0,0,0,0,null,0.54000000000000026,0,0,0,0,0,0,0,0,0,0,0,0,0,0,0,0,0,0,0,0]
[null,null,null,null,0.55000000000000027,4.3300390050788458E-2,0,0,0,0,0,0,0,0,0,0,0,0,0,0,0,0,0,0,0,null,0.55000000000000027,0,0,0,0,0,0,0,0,0,0,0,0,0,0,0,0,0,0,0,0]
[null,null,null,null,0.56000000000000028,4.3637114537418059E-2,0,0,0,0,0,0,0,0,0,0,0,0,0,0,0,0,0,0,0,null,0.56000000000000028,0,0,0,0,0,0,0,0,0,0,0,0,0,0,0,0,0,0,0,0]
[null,null,null,null,0.57000000000000028,4.3974091358917708E-2,0,0,0,0,0,0,0,0,0,0,0,0,0,0,0,0,0,0,0,null,0.57000000000000028,0,0,0,0,0,0,0,0,0,0,0,0,0,0,0,0,0,0,0,0]
[null,null,null,null,0.58000000000000029,4.4311321074061522E-2,0,0,0,0,0,0,0,0,0,0,0,0,0,0,0,0,0,0,0,null,0.58000000000000029,0,0,0,0,0,0,0,0,0,0,0,0,0,0,0,0,0,0,0,0]
[null,null,null,null,0.5900000000000003,4.4648804267905698E-2,0,0,0,0,0,0,0,0,0,0,0,0,0,0,0,0,0,0,0,null,0.5900000000000003,0,0,0,0,0,0,0,0,0,0,0,0,0,0,0,0,0,0,0,0]
[null,null,null,null,0.60000000000000031,4.4986541551788509E-2,0,0,0,0,0,0,0,0,0,0,0,0,0,0,0,0,0,0,0,null,0.60000000000000031,0,0,0,0,0,0,0,0,0,0,0,0,0,0,0,0,0,0,0,0]
[null,null,null,null,0.61000000000000032,4.5324533563330299E-2,0,0,0,0,0,0,0,0,0,0,0,0,0,0,0,0,0,0,0,null,0.61000000000000032,0,0,0,0,0,0,0,0,0,0,0,0,0,0,0,0,0,0,0,0]
[null,null,null,null,0.62000000000000033,4.5662780966433475E-2,0,0,0,0,0,0,0,0,0,0,0,0,0,0,0,0,0,0,0,null,0.62000000000000033,0,0,0,0,0,0,0,0,0,0,0,0,0,0,0,0,0,0,0,0]
[null,null,null,null,0.63000000000000034,4.6001284451282501E-2,0,0,0,0,0,0,0,0,0,0,0,0,0,0,0,0,0,0,0,null,0.63000000000000034,0,0,0,0,0,0,0,0,0,0,0,0,0,0,0,0,0,0,0,0]
[null,null,null,null,0.64000000000000035,4.6340044734343951E-2,0,0,0,0,0,0,0,0,0,0,0,0,0,0,0,0,0,0,0,null,0.64000000000000035,0,0,0,0,0,0,0,0,0,0,0,0,0,0,0,0,0,0,0,0]
[null,null,null,null,{"$f":"E109+0.01","v":0.65000000000000036},{"$f":"IF(AF$16=0,0,IF(F$36*$E110^4  +    F$37*$E110^3   +    F$38*$E110^2    +    F$39*$E110   +    F$40>1,1,F$36*$E110^4  +    F$37*$E110^3   +    F$38*$E110^2    +    F$39*$E110   +    F$40))","v":4.6679062558366423E-2},{"$f":"IF(AG$16=0,0,IF(G$36*$E110^4  +    G$37*$E110^3   +    G$38*$E110^2    +    G$39*$E110   +    G$40>1,1,G$36*$E110^4  +    G$37*$E110^3   +    G$38*$E110^2    +    G$39*$E110   +    G$40))","v":0},{"$f":"IF(AH$16=0,0,IF(H$36*$E110^4  +    H$37*$E110^3   +    H$38*$E110^2    +    H$39*$E110   +    H$40>1,1,H$36*$E110^4  +    H$37*$E110^3   +    H$38*$E110^2    +    H$39*$E110   +    H$40))","v":0},{"$f":"IF(AI$16=0,0,IF(I$36*$E110^4  +    I$37*$E110^3   +    I$38*$E110^2    +    I$39*$E110   +    I$40>1,1,I$36*$E110^4  +    I$37*$E110^3   +    I$38*$E110^2    +    I$39*$E110   +    I$40))","v":0},0,0,0,0,0,0,0,0,0,0,0,0,0,0,0,0,null,{"$f":"AA109+0.01","v":0.65000000000000036},{"$f":"IF(AB$43<>0,INDEX(F$45:F$1045, MATCH($AA110*(AB$43/24), $E$45:$E$1045)), 0)","v":0},{"$f":"IF(AC$43<>0,INDEX(G$45:G$1045, MATCH($AA110*(AC$43/24), $E$45:$E$1045)), 0)","v":0},{"$f":"IF(AD$43<>0,INDEX(H$45:H$1045, MATCH($AA110*(AD$43/24), $E$45:$E$1045)), 0)","v":0},{"$f":"IF(AE$43<>0,INDEX(I$45:I$1045, MATCH($AA110*(AE$43/24), $E$45:$E$1045)), 0)","v":0},0,0,0,0,0,0,0,0,0,0,0,0,0,0,0,0]
[null,null,null,null,0.66000000000000036,4.7018338692380604E-2,0,0,0,0,0,0,0,0,0,0,0,0,0,0,0,0,0,0,0,null,0.66000000000000036,0,0,0,0,0,0,0,0,0,0,0,0,0,0,0,0,0,0,0,0]
[null,null,null,null,0.67000000000000037,4.7357873931699268E-2,0,0,0,0,0,0,0,0,0,0,0,0,0,0,0,0,0,0,0,null,0.67000000000000037,0,0,0,0,0,0,0,0,0,0,0,0,0,0,0,0,0,0,0,0]
[null,null,null,null,0.68000000000000038,4.7697669097917228E-2,0,0,0,0,0,0,0,0,0,0,0,0,0,0,0,0,0,0,0,null,0.68000000000000038,0,0,0,0,0,0,0,0,0,0,0,0,0,0,0,0,0,0,0,0]
[null,null,null,null,0.69000000000000039,4.8037725038911391E-2,0,0,0,0,0,0,0,0,0,0,0,0,0,0,0,0,0,0,0,null,0.69000000000000039,0,0,0,0,0,0,0,0,0,0,0,0,0,0,0,0,0,0,0,0]
[null,null,null,null,0.7000000000000004,4.8378042628840705E-2,0,0,0,0,0,0,0,0,0,0,0,0,0,0,0,0,0,0,0,null,0.7000000000000004,0,0,0,0,0,0,0,0,0,0,0,0,0,0,0,0,0,0,0,0]
[null,null,null,null,0.71000000000000041,4.8718622768146223E-2,0,0,0,0,0,0,0,0,0,0,0,0,0,0,0,0,0,0,0,null,0.71000000000000041,0,0,0,0,0,0,0,0,0,0,0,0,0,0,0,0,0,0,0,0]
[null,null,null,null,0.72000000000000042,4.9059466383551048E-2,0,0,0,0,0,0,0,0,0,0,0,0,0,0,0,0,0,0,0,null,0.72000000000000042,0,0,0,0,0,0,0,0,0,0,0,0,0,0,0,0,0,0,0,0]
[null,null,null,null,0.73000000000000043,4.9400574428060347E-2,0,0,0,0,0,0,0,0,0,0,0,0,0,0,0,0,0,0,0,null,0.73000000000000043,0,0,0,0,0,0,0,0,0,0,0,0,0,0,0,0,0,0,0,0]
[null,null,null,null,0.74000000000000044,4.9741947880961382E-2,0,0,0,0,0,0,0,0,0,0,0,0,0,0,0,0,0,0,0,null,0.74000000000000044,0,0,0,0,0,0,0,0,0,0,0,0,0,0,0,0,0,0,0,0]
[null,null,null,null,0.75000000000000044,5.0083587747823448E-2,0,0,0,0,0,0,0,0,0,0,0,0,0,0,0,0,0,0,0,null,0.75000000000000044,0,0,0,0,0,0,0,0,0,0,0,0,0,0,0,0,0,0,0,0]
[null,null,null,null,0.76000000000000045,5.0425495060497941E-2,0,0,0,0,0,0,0,0,0,0,0,0,0,0,0,0,0,0,0,null,0.76000000000000045,0,0,0,0,0,0,0,0,0,0,0,0,0,0,0,0,0,0,0,0]
[null,null,null,null,0.77000000000000046,5.0767670877118316E-2,0,0,0,0,0,0,0,0,0,0,0,0,0,0,0,0,0,0,0,null,0.77000000000000046,0,0,0,0,0,0,0,0,0,0,0,0,0,0,0,0,0,0,0,0]
[null,null,null,null,0.78000000000000047,5.1110116282100104E-2,0,0,0,0,0,0,0,0,0,0,0,0,0,0,0,0,0,0,0,null,0.78000000000000047,0,0,0,0,0,0,0,0,0,0,0,0,0,0,0,0,0,0,0,0]
[null,null,null,null,0.79000000000000048,5.1452832386140873E-2,0,0,0,0,0,0,0,0,0,0,0,0,0,0,0,0,0,0,0,null,0.79000000000000048,0,0,0,0,0,0,0,0,0,0,0,0,0,0,0,0,0,0,0,0]
[null,null,null,null,0.80000000000000049,5.1795820326220321E-2,0,0,0,{"$f":"IF(AJ$16=0,0,IF(J$36*$E125^4  +    J$37*$E125^3   +    J$38*$E125^2    +    J$39*$E125   +    J$40>1,1,J$36*$E125^4  +    J$37*$E125^3   +    J$38*$E125^2    +    J$39*$E125   +    J$40))","v":0},{"$f":"IF(AK$16=0,0,IF(K$36*$E125^4  +    K$37*$E125^3   +    K$38*$E125^2    +    K$39*$E125   +    K$40>1,1,K$36*$E125^4  +    K$37*$E125^3   +    K$38*$E125^2    +    K$39*$E125   +    K$40))","v":0},{"$f":"IF(AL$16=0,0,IF(L$36*$E125^4  +    L$37*$E125^3   +    L$38*$E125^2    +    L$39*$E125   +    L$40>1,1,L$36*$E125^4  +    L$37*$E125^3   +    L$38*$E125^2    +    L$39*$E125   +    L$40))","v":0},{"$f":"IF(AM$16=0,0,IF(M$36*$E125^4  +    M$37*$E125^3   +    M$38*$E125^2    +    M$39*$E125   +    M$40>1,1,M$36*$E125^4  +    M$37*$E125^3   +    M$38*$E125^2    +    M$39*$E125   +    M$40))","v":0},{"$f":"IF(AN$16=0,0,IF(N$36*$E125^4  +    N$37*$E125^3   +    N$38*$E125^2    +    N$39*$E125   +    N$40>1,1,N$36*$E125^4  +    N$37*$E125^3   +    N$38*$E125^2    +    N$39*$E125   +    N$40))","v":0},{"$f":"IF(AO$16=0,0,IF(O$36*$E125^4  +    O$37*$E125^3   +    O$38*$E125^2    +    O$39*$E125   +    O$40>1,1,O$36*$E125^4  +    O$37*$E125^3   +    O$38*$E125^2    +    O$39*$E125   +    O$40))","v":0},{"$f":"IF(AP$16=0,0,IF(P$36*$E125^4  +    P$37*$E125^3   +    P$38*$E125^2    +    P$39*$E125   +    P$40>1,1,P$36*$E125^4  +    P$37*$E125^3   +    P$38*$E125^2    +    P$39*$E125   +    P$40))","v":0},{"$f":"IF(AQ$16=0,0,IF(Q$36*$E125^4  +    Q$37*$E125^3   +    Q$38*$E125^2    +    Q$39*$E125   +    Q$40>1,1,Q$36*$E125^4  +    Q$37*$E125^3   +    Q$38*$E125^2    +    Q$39*$E125   +    Q$40))","v":0},{"$f":"IF(AR$16=0,0,IF(R$36*$E125^4  +    R$37*$E125^3   +    R$38*$E125^2    +    R$39*$E125   +    R$40>1,1,R$36*$E125^4  +    R$37*$E125^3   +    R$38*$E125^2    +    R$39*$E125   +    R$40))","v":0},{"$f":"IF(AS$16=0,0,IF(S$36*$E125^4  +    S$37*$E125^3   +    S$38*$E125^2    +    S$39*$E125   +    S$40>1,1,S$36*$E125^4  +    S$37*$E125^3   +    S$38*$E125^2    +    S$39*$E125   +    S$40))","v":0},{"$f":"IF(AT$16=0,0,IF(T$36*$E125^4  +    T$37*$E125^3   +    T$38*$E125^2    +    T$39*$E125   +    T$40>1,1,T$36*$E125^4  +    T$37*$E125^3   +    T$38*$E125^2    +    T$39*$E125   +    T$40))","v":0},{"$f":"IF(AU$16=0,0,IF(U$36*$E125^4  +    U$37*$E125^3   +    U$38*$E125^2    +    U$39*$E125   +    U$40>1,1,U$36*$E125^4  +    U$37*$E125^3   +    U$38*$E125^2    +    U$39*$E125   +    U$40))","v":0},{"$f":"IF(AV$16=0,0,IF(V$36*$E125^4  +    V$37*$E125^3   +    V$38*$E125^2    +    V$39*$E125   +    V$40>1,1,V$36*$E125^4  +    V$37*$E125^3   +    V$38*$E125^2    +    V$39*$E125   +    V$40))","v":0},{"$f":"IF(AW$16=0,0,IF(W$36*$E125^4  +    W$37*$E125^3   +    W$38*$E125^2    +    W$39*$E125   +    W$40>1,1,W$36*$E125^4  +    W$37*$E125^3   +    W$38*$E125^2    +    W$39*$E125   +    W$40))","v":0},{"$f":"IF(AX$16=0,0,IF(X$36*$E125^4  +    X$37*$E125^3   +    X$38*$E125^2    +    X$39*$E125   +    X$40>1,1,X$36*$E125^4  +    X$37*$E125^3   +    X$38*$E125^2    +    X$39*$E125   +    X$40))","v":0},{"$f":"IF(AY$16=0,0,IF(Y$36*$E125^4  +    Y$37*$E125^3   +    Y$38*$E125^2    +    Y$39*$E125   +    Y$40>1,1,Y$36*$E125^4  +    Y$37*$E125^3   +    Y$38*$E125^2    +    Y$39*$E125   +    Y$40))","v":0},null,0.80000000000000049,0,0,0,0,{"$f":"IF(AF$43<>0,INDEX(J$45:J$1045, MATCH($AA125*(AF$43/24), $E$45:$E$1045)), 0)","v":0},{"$f":"IF(AG$43<>0,INDEX(K$45:K$1045, MATCH($AA125*(AG$43/24), $E$45:$E$1045)), 0)","v":0},{"$f":"IF(AH$43<>0,INDEX(L$45:L$1045, MATCH($AA125*(AH$43/24), $E$45:$E$1045)), 0)","v":0},{"$f":"IF(AI$43<>0,INDEX(M$45:M$1045, MATCH($AA125*(AI$43/24), $E$45:$E$1045)), 0)","v":0},{"$f":"IF(AJ$43<>0,INDEX(N$45:N$1045, MATCH($AA125*(AJ$43/24), $E$45:$E$1045)), 0)","v":0},{"$f":"IF(AK$43<>0,INDEX(O$45:O$1045, MATCH($AA125*(AK$43/24), $E$45:$E$1045)), 0)","v":0},{"$f":"IF(AL$43<>0,INDEX(P$45:P$1045, MATCH($AA125*(AL$43/24), $E$45:$E$1045)), 0)","v":0},{"$f":"IF(AM$43<>0,INDEX(Q$45:Q$1045, MATCH($AA125*(AM$43/24), $E$45:$E$1045)), 0)","v":0},{"$f":"IF(AN$43<>0,INDEX(R$45:R$1045, MATCH($AA125*(AN$43/24), $E$45:$E$1045)), 0)","v":0},{"$f":"IF(AO$43<>0,INDEX(S$45:S$1045, MATCH($AA125*(AO$43/24), $E$45:$E$1045)), 0)","v":0},{"$f":"IF(AP$43<>0,INDEX(T$45:T$1045, MATCH($AA125*(AP$43/24), $E$45:$E$1045)), 0)","v":0},{"$f":"IF(AQ$43<>0,INDEX(U$45:U$1045, MATCH($AA125*(AQ$43/24), $E$45:$E$1045)), 0)","v":0},{"$f":"IF(AR$43<>0,INDEX(V$45:V$1045, MATCH($AA125*(AR$43/24), $E$45:$E$1045)), 0)","v":0},{"$f":"IF(AS$43<>0,INDEX(W$45:W$1045, MATCH($AA125*(AS$43/24), $E$45:$E$1045)), 0)","v":0},{"$f":"IF(AT$43<>0,INDEX(X$45:X$1045, MATCH($AA125*(AT$43/24), $E$45:$E$1045)), 0)","v":0},{"$f":"IF(AU$43<>0,INDEX(Y$45:Y$1045, MATCH($AA125*(AU$43/24), $E$45:$E$1045)), 0)","v":0}]
[null,null,null,null,0.8100000000000005,5.2139081265600157E-2,0,0,0,0,0,0,0,0,0,0,0,0,0,0,0,0,0,0,0,null,0.8100000000000005,0,0,0,0,0,0,0,0,0,0,0,0,0,0,0,0,0,0,0,0]
[null,null,null,null,0.82000000000000051,5.2482616393824191E-2,0,0,0,0,0,0,0,0,0,0,0,0,0,0,0,0,0,0,0,null,0.82000000000000051,0,0,0,0,0,0,0,0,0,0,0,0,0,0,0,0,0,0,0,0]
[null,null,null,null,0.83000000000000052,5.2826426926718295E-2,0,0,0,0,0,0,0,0,0,0,0,0,0,0,0,0,0,0,0,null,0.83000000000000052,0,0,0,0,0,0,0,0,0,0,0,0,0,0,0,0,0,0,0,0]
[null,null,null,null,0.84000000000000052,5.3170514106390412E-2,0,0,0,0,0,0,0,0,0,0,0,0,0,0,0,0,0,0,0,null,0.84000000000000052,0,0,0,0,0,0,0,0,0,0,0,0,0,0,0,0,0,0,0,0]
[null,null,null,null,0.85000000000000053,5.3514879201230561E-2,0,0,0,0,0,0,0,0,0,0,0,0,0,0,0,0,0,0,0,null,0.85000000000000053,0,0,0,0,0,0,0,0,0,0,0,0,0,0,0,0,0,0,0,0]
[null,null,null,null,0.86000000000000054,5.385952350591082E-2,0,0,0,0,0,0,0,0,0,0,0,0,0,0,0,0,0,0,0,null,0.86000000000000054,0,0,0,0,0,0,0,0,0,0,0,0,0,0,0,0,0,0,0,0]
[null,null,null,null,0.87000000000000055,5.4204448341385332E-2,0,0,0,0,0,0,0,0,0,0,0,0,0,0,0,0,0,0,0,null,0.87000000000000055,0,0,0,0,0,0,0,0,0,0,0,0,0,0,0,0,0,0,0,0]
[null,null,null,null,0.88000000000000056,5.4549655054890331E-2,0,0,0,0,0,0,0,0,0,0,0,0,0,0,0,0,0,0,0,null,0.88000000000000056,0,0,0,0,0,0,0,0,0,0,0,0,0,0,0,0,0,0,0,0]
[null,null,null,null,0.89000000000000057,5.4895145019944101E-2,0,0,0,0,0,0,0,0,0,0,0,0,0,0,0,0,0,0,0,null,0.89000000000000057,0,0,0,0,0,0,0,0,0,0,0,0,0,0,0,0,0,0,0,0]
[null,null,null,null,0.90000000000000058,5.5240919636347002E-2,0,0,0,0,0,0,0,0,0,0,0,0,0,0,0,0,0,0,0,null,0.90000000000000058,0,0,0,0,0,0,0,0,0,0,0,0,0,0,0,0,0,0,0,0]
[null,null,null,null,0.91000000000000059,5.5586980330181474E-2,0,0,0,0,0,0,0,0,0,0,0,0,0,0,0,0,0,0,0,null,0.91000000000000059,0,0,0,0,0,0,0,0,0,0,0,0,0,0,0,0,0,0,0,0]
[null,null,null,null,0.9200000000000006,5.5933328553812008E-2,0,0,0,0,0,0,0,0,0,0,0,0,0,0,0,0,0,0,0,null,0.9200000000000006,0,0,0,0,0,0,0,0,0,0,0,0,0,0,0,0,0,0,0,0]
[null,null,null,null,0.9300000000000006,5.6279965785885178E-2,0,0,0,0,0,0,0,0,0,0,0,0,0,0,0,0,0,0,0,null,0.9300000000000006,0,0,0,0,0,0,0,0,0,0,0,0,0,0,0,0,0,0,0,0]
[null,null,null,null,0.94000000000000061,5.6626893531329617E-2,0,0,0,0,0,0,0,0,0,0,0,0,0,0,0,0,0,0,0,null,0.94000000000000061,0,0,0,0,0,0,0,0,0,0,0,0,0,0,0,0,0,0,0,0]
[null,null,null,null,0.95000000000000062,5.6974113321356046E-2,0,0,0,0,0,0,0,0,0,0,0,0,0,0,0,0,0,0,0,null,0.95000000000000062,0,0,0,0,0,0,0,0,0,0,0,0,0,0,0,0,0,0,0,0]
[null,null,null,null,0.96000000000000063,5.7321626713457238E-2,0,0,0,0,0,0,0,0,0,0,0,0,0,0,0,0,0,0,0,null,0.96000000000000063,0,0,0,0,0,0,0,0,0,0,0,0,0,0,0,0,0,0,0,0]
[null,null,null,null,0.97000000000000064,5.7669435291408042E-2,0,0,0,0,0,0,0,0,0,0,0,0,0,0,0,0,0,0,0,null,0.97000000000000064,0,0,0,0,0,0,0,0,0,0,0,0,0,0,0,0,0,0,0,0]
[null,null,null,null,0.98000000000000065,5.8017540665265384E-2,0,0,0,0,0,0,0,0,0,0,0,0,0,0,0,0,0,0,0,null,0.98000000000000065,0,0,0,0,0,0,0,0,0,0,0,0,0,0,0,0,0,0,0,0]
[null,null,null,null,0.99000000000000066,5.8365944471368239E-2,0,0,0,0,0,0,0,0,0,0,0,0,0,0,0,0,0,0,0,null,0.99000000000000066,0,0,0,0,0,0,0,0,0,0,0,0,0,0,0,0,0,0,0,0]
[null,null,null,null,1.0000000000000007,5.8714648372337669E-2,0,0,0,0,0,0,0,0,0,0,0,0,0,0,0,0,0,0,0,null,1.0000000000000007,0,0,0,0,0,0,0,0,0,0,0,0,0,0,0,0,0,0,0,0]
[null,null,null,null,1.0100000000000007,5.9063654057076809E-2,0,0,0,0,0,0,0,0,0,0,0,0,0,0,0,0,0,0,0,null,1.0100000000000007,0,0,0,0,0,0,0,0,0,0,0,0,0,0,0,0,0,0,0,0]
[null,null,null,null,1.0200000000000007,5.9412963240770854E-2,0,0,0,0,0,0,0,0,0,0,0,0,0,0,0,0,0,0,0,null,1.0200000000000007,0,0,0,0,0,0,0,0,0,0,0,0,0,0,0,0,0,0,0,0]
[null,null,null,null,1.0300000000000007,5.9762577664887073E-2,0,0,0,0,0,0,0,0,0,0,0,0,0,0,0,0,0,0,0,null,1.0300000000000007,0,0,0,0,0,0,0,0,0,0,0,0,0,0,0,0,0,0,0,0]
[null,null,null,null,1.0400000000000007,6.0112499097174789E-2,0,0,0,0,0,0,0,0,0,0,0,0,0,0,0,0,0,0,0,null,1.0400000000000007,0,0,0,0,0,0,0,0,0,0,0,0,0,0,0,0,0,0,0,0]
[null,null,null,null,1.0500000000000007,6.0462729331665438E-2,0,0,0,0,0,0,0,0,0,0,0,0,0,0,0,0,0,0,0,null,1.0500000000000007,0,0,0,0,0,0,0,0,0,0,0,0,0,0,0,0,0,0,0,0]
[null,null,null,null,1.0600000000000007,6.0813270188672462E-2,0,0,0,0,0,0,0,0,0,0,0,0,0,0,0,0,0,0,0,null,1.0600000000000007,0,0,0,0,0,0,0,0,0,0,0,0,0,0,0,0,0,0,0,0]
[null,null,null,null,1.0700000000000007,6.1164123514791426E-2,0,0,0,0,0,0,0,0,0,0,0,0,0,0,0,0,0,0,0,null,1.0700000000000007,0,0,0,0,0,0,0,0,0,0,0,0,0,0,0,0,0,0,0,0]
[null,null,null,null,1.0800000000000007,6.1515291182899945E-2,0,0,0,0,0,0,0,0,0,0,0,0,0,0,0,0,0,0,0,null,1.0800000000000007,0,0,0,0,0,0,0,0,0,0,0,0,0,0,0,0,0,0,0,0]
[null,null,null,null,1.0900000000000007,6.1866775092157718E-2,0,0,0,0,0,0,0,0,0,0,0,0,0,0,0,0,0,0,0,null,1.0900000000000007,0,0,0,0,0,0,0,0,0,0,0,0,0,0,0,0,0,0,0,0]
[null,null,null,null,1.1000000000000008,6.2218577168006467E-2,0,0,0,0,0,0,0,0,0,0,0,0,0,0,0,0,0,0,0,null,1.1000000000000008,0,0,0,0,0,0,0,0,0,0,0,0,0,0,0,0,0,0,0,0]
[null,null,null,null,1.1100000000000008,6.2570699362170051E-2,0,0,0,0,0,0,0,0,0,0,0,0,0,0,0,0,0,0,0,null,1.1100000000000008,0,0,0,0,0,0,0,0,0,0,0,0,0,0,0,0,0,0,0,0]
[null,null,null,null,1.1200000000000008,6.2923143652654334E-2,0,0,0,0,0,0,0,0,0,0,0,0,0,0,0,0,0,0,0,null,1.1200000000000008,0,0,0,0,0,0,0,0,0,0,0,0,0,0,0,0,0,0,0,0]
[null,null,null,null,1.1300000000000008,6.3275912043747301E-2,0,0,0,0,0,0,0,0,0,0,0,0,0,0,0,0,0,0,0,null,1.1300000000000008,0,0,0,0,0,0,0,0,0,0,0,0,0,0,0,0,0,0,0,0]
[null,null,null,null,1.1400000000000008,6.3629006566018997E-2,0,0,0,0,0,0,0,0,0,0,0,0,0,0,0,0,0,0,0,null,1.1400000000000008,0,0,0,0,0,0,0,0,0,0,0,0,0,0,0,0,0,0,0,0]
[null,null,null,null,1.1500000000000008,6.3982429276321501E-2,0,0,0,0,0,0,0,0,0,0,0,0,0,0,0,0,0,0,0,null,1.1500000000000008,0,0,0,0,0,0,0,0,0,0,0,0,0,0,0,0,0,0,0,0]
[null,null,null,null,1.1600000000000008,6.4336182257789004E-2,0,0,0,0,0,0,0,0,0,0,0,0,0,0,0,0,0,0,0,null,1.1600000000000008,0,0,0,0,0,0,0,0,0,0,0,0,0,0,0,0,0,0,0,0]
[null,null,null,null,1.1700000000000008,6.4690267619837732E-2,0,0,0,0,0,0,0,0,0,0,0,0,0,0,0,0,0,0,0,null,1.1700000000000008,0,0,0,0,0,0,0,0,0,0,0,0,0,0,0,0,0,0,0,0]
[null,null,null,null,1.1800000000000008,6.5044687498165998E-2,0,0,0,0,0,0,0,0,0,0,0,0,0,0,0,0,0,0,0,null,1.1800000000000008,0,0,0,0,0,0,0,0,0,0,0,0,0,0,0,0,0,0,0,0]
[null,null,null,null,1.1900000000000008,6.5399444054754202E-2,0,0,0,0,0,0,0,0,0,0,0,0,0,0,0,0,0,0,0,null,1.1900000000000008,0,0,0,0,0,0,0,0,0,0,0,0,0,0,0,0,0,0,0,0]
[null,null,null,null,1.2000000000000008,6.5754539477864804E-2,0,0,0,0,0,0,0,0,0,0,0,0,0,0,0,0,0,0,0,null,1.2000000000000008,0,0,0,0,0,0,0,0,0,0,0,0,0,0,0,0,0,0,0,0]
[null,null,null,null,1.2100000000000009,6.610997598204231E-2,0,0,0,0,0,0,0,0,0,0,0,0,0,0,0,0,0,0,0,null,1.2100000000000009,0,0,0,0,0,0,0,0,0,0,0,0,0,0,0,0,0,0,0,0]
[null,null,null,null,1.2200000000000009,6.6465755808113314E-2,0,0,0,0,0,0,0,0,0,0,0,0,0,0,0,0,0,0,0,null,1.2200000000000009,0,0,0,0,0,0,0,0,0,0,0,0,0,0,0,0,0,0,0,0]
[null,null,null,null,1.2300000000000009,6.6821881223186469E-2,0,0,0,0,0,0,0,0,0,0,0,0,0,0,0,0,0,0,0,null,1.2300000000000009,0,0,0,0,0,0,0,0,0,0,0,0,0,0,0,0,0,0,0,0]
[null,null,null,null,1.2400000000000009,6.7178354520652531E-2,0,0,0,0,0,0,0,0,0,0,0,0,0,0,0,0,0,0,0,null,1.2400000000000009,0,0,0,0,0,0,0,0,0,0,0,0,0,0,0,0,0,0,0,0]
[null,null,null,null,1.2500000000000009,6.7535178020184272E-2,0,0,0,0,0,0,0,0,0,0,0,0,0,0,0,0,0,0,0,null,1.2500000000000009,0,0,0,0,0,0,0,0,0,0,0,0,0,0,0,0,0,0,0,0]
[null,null,null,null,1.2600000000000009,6.7892354067736582E-2,0,0,0,0,0,0,0,0,0,0,0,0,0,0,0,0,0,0,0,null,1.2600000000000009,0,0,0,0,0,0,0,0,0,0,0,0,0,0,0,0,0,0,0,0]
[null,null,null,null,1.2700000000000009,6.8249885035546409E-2,0,0,0,0,0,0,0,0,0,0,0,0,0,0,0,0,0,0,0,null,1.2700000000000009,0,0,0,0,0,0,0,0,0,0,0,0,0,0,0,0,0,0,0,0]
[null,null,null,null,1.2800000000000009,6.8607773322132748E-2,0,0,0,0,0,0,0,0,0,0,0,0,0,0,0,0,0,0,0,null,1.2800000000000009,0,0,0,0,0,0,0,0,0,0,0,0,0,0,0,0,0,0,0,0]
[null,null,null,null,{"$f":"E173+0.01","v":1.2900000000000009},{"$f":"IF(AF$16=0,0,IF(F$36*$E174^4  +    F$37*$E174^3   +    F$38*$E174^2    +    F$39*$E174   +    F$40>1,1,F$36*$E174^4  +    F$37*$E174^3   +    F$38*$E174^2    +    F$39*$E174   +    F$40))","v":6.8966021352296666E-2},{"$f":"IF(AG$16=0,0,IF(G$36*$E174^4  +    G$37*$E174^3   +    G$38*$E174^2    +    G$39*$E174   +    G$40>1,1,G$36*$E174^4  +    G$37*$E174^3   +    G$38*$E174^2    +    G$39*$E174   +    G$40))","v":0},{"$f":"IF(AH$16=0,0,IF(H$36*$E174^4  +    H$37*$E174^3   +    H$38*$E174^2    +    H$39*$E174   +    H$40>1,1,H$36*$E174^4  +    H$37*$E174^3   +    H$38*$E174^2    +    H$39*$E174   +    H$40))","v":0},{"$f":"IF(AI$16=0,0,IF(I$36*$E174^4  +    I$37*$E174^3   +    I$38*$E174^2    +    I$39*$E174   +    I$40>1,1,I$36*$E174^4  +    I$37*$E174^3   +    I$38*$E174^2    +    I$39*$E174   +    I$40))","v":0},0,0,0,0,0,0,0,0,0,0,0,0,0,0,0,0,null,{"$f":"AA173+0.01","v":1.2900000000000009},{"$f":"IF(AB$43<>0,INDEX(F$45:F$1045, MATCH($AA174*(AB$43/24), $E$45:$E$1045)), 0)","v":0},{"$f":"IF(AC$43<>0,INDEX(G$45:G$1045, MATCH($AA174*(AC$43/24), $E$45:$E$1045)), 0)","v":0},{"$f":"IF(AD$43<>0,INDEX(H$45:H$1045, MATCH($AA174*(AD$43/24), $E$45:$E$1045)), 0)","v":0},{"$f":"IF(AE$43<>0,INDEX(I$45:I$1045, MATCH($AA174*(AE$43/24), $E$45:$E$1045)), 0)","v":0},0,0,0,0,0,0,0,0,0,0,0,0,0,0,0,0]
[null,null,null,null,1.3000000000000009,6.9324631577121348E-2,0,0,0,0,0,0,0,0,0,0,0,0,0,0,0,0,0,0,0,null,1.3000000000000009,0,0,0,0,0,0,0,0,0,0,0,0,0,0,0,0,0,0,0,0]
[null,null,null,null,1.3100000000000009,6.9683606473971982E-2,0,0,0,0,0,0,0,0,0,0,0,0,0,0,0,0,0,0,0,null,1.3100000000000009,0,0,0,0,0,0,0,0,0,0,0,0,0,0,0,0,0,0,0,0]
[null,null,null,null,1.320000000000001,7.0042948546495884E-2,0,0,0,0,0,0,0,0,0,0,0,0,0,0,0,0,0,0,0,null,1.320000000000001,0,0,0,0,0,0,0,0,0,0,0,0,0,0,0,0,0,0,0,0]
[null,null,null,null,1.330000000000001,7.040266032462239E-2,0,0,0,0,0,0,0,0,0,0,0,0,0,0,0,0,0,0,0,null,1.330000000000001,0,0,0,0,0,0,0,0,0,0,0,0,0,0,0,0,0,0,0,0]
[null,null,null,null,1.340000000000001,7.0762744364562952E-2,0,0,0,0,0,0,0,0,0,0,0,0,0,0,0,0,0,0,0,null,1.340000000000001,0,0,0,0,0,0,0,0,0,0,0,0,0,0,0,0,0,0,0,0]
[null,null,null,null,1.350000000000001,7.1123203248811051E-2,0,0,0,0,0,0,0,0,0,0,0,0,0,0,0,0,0,0,0,null,1.350000000000001,0,0,0,0,0,0,0,0,0,0,0,0,0,0,0,0,0,0,0,0]
[null,null,null,null,1.360000000000001,7.1484039586142259E-2,0,0,0,0,0,0,0,0,0,0,0,0,0,0,0,0,0,0,0,null,1.360000000000001,0,0,0,0,0,0,0,0,0,0,0,0,0,0,0,0,0,0,0,0]
[null,null,null,null,1.370000000000001,7.184525601161422E-2,0,0,0,0,0,0,0,0,0,0,0,0,0,0,0,0,0,0,0,null,1.370000000000001,0,0,0,0,0,0,0,0,0,0,0,0,0,0,0,0,0,0,0,0]
[null,null,null,null,1.380000000000001,7.2206855186566624E-2,0,0,0,0,0,0,0,0,0,0,0,0,0,0,0,0,0,0,0,null,1.380000000000001,0,0,0,0,0,0,0,0,0,0,0,0,0,0,0,0,0,0,0,0]
[null,null,null,null,1.390000000000001,7.2568839798621276E-2,0,0,0,0,0,0,0,0,0,0,0,0,0,0,0,0,0,0,0,null,1.390000000000001,0,0,0,0,0,0,0,0,0,0,0,0,0,0,0,0,0,0,0,0]
[null,null,null,null,1.400000000000001,7.2931212561682002E-2,0,0,0,0,0,0,0,0,0,0,0,0,0,0,0,0,0,0,0,null,1.400000000000001,0,0,0,0,0,0,0,0,0,0,0,0,0,0,0,0,0,0,0,0]
[null,null,null,null,1.410000000000001,7.3293976215934725E-2,0,0,0,0,0,0,0,0,0,0,0,0,0,0,0,0,0,0,0,null,1.410000000000001,0,0,0,0,0,0,0,0,0,0,0,0,0,0,0,0,0,0,0,0]
[null,null,null,null,1.420000000000001,7.3657133527847418E-2,0,0,0,0,0,0,0,0,0,0,0,0,0,0,0,0,0,0,0,null,1.420000000000001,0,0,0,0,0,0,0,0,0,0,0,0,0,0,0,0,0,0,0,0]
[null,null,null,null,1.430000000000001,7.4020687290170167E-2,0,0,0,0,0,0,0,0,0,0,0,0,0,0,0,0,0,0,0,null,1.430000000000001,0,0,0,0,0,0,0,0,0,0,0,0,0,0,0,0,0,0,0,0]
[null,null,null,null,1.4400000000000011,7.4384640321935078E-2,0,0,0,{"$f":"IF(AJ$16=0,0,IF(J$36*$E189^4  +    J$37*$E189^3   +    J$38*$E189^2    +    J$39*$E189   +    J$40>1,1,J$36*$E189^4  +    J$37*$E189^3   +    J$38*$E189^2    +    J$39*$E189   +    J$40))","v":0},{"$f":"IF(AK$16=0,0,IF(K$36*$E189^4  +    K$37*$E189^3   +    K$38*$E189^2    +    K$39*$E189   +    K$40>1,1,K$36*$E189^4  +    K$37*$E189^3   +    K$38*$E189^2    +    K$39*$E189   +    K$40))","v":0},{"$f":"IF(AL$16=0,0,IF(L$36*$E189^4  +    L$37*$E189^3   +    L$38*$E189^2    +    L$39*$E189   +    L$40>1,1,L$36*$E189^4  +    L$37*$E189^3   +    L$38*$E189^2    +    L$39*$E189   +    L$40))","v":0},{"$f":"IF(AM$16=0,0,IF(M$36*$E189^4  +    M$37*$E189^3   +    M$38*$E189^2    +    M$39*$E189   +    M$40>1,1,M$36*$E189^4  +    M$37*$E189^3   +    M$38*$E189^2    +    M$39*$E189   +    M$40))","v":0},{"$f":"IF(AN$16=0,0,IF(N$36*$E189^4  +    N$37*$E189^3   +    N$38*$E189^2    +    N$39*$E189   +    N$40>1,1,N$36*$E189^4  +    N$37*$E189^3   +    N$38*$E189^2    +    N$39*$E189   +    N$40))","v":0},{"$f":"IF(AO$16=0,0,IF(O$36*$E189^4  +    O$37*$E189^3   +    O$38*$E189^2    +    O$39*$E189   +    O$40>1,1,O$36*$E189^4  +    O$37*$E189^3   +    O$38*$E189^2    +    O$39*$E189   +    O$40))","v":0},{"$f":"IF(AP$16=0,0,IF(P$36*$E189^4  +    P$37*$E189^3   +    P$38*$E189^2    +    P$39*$E189   +    P$40>1,1,P$36*$E189^4  +    P$37*$E189^3   +    P$38*$E189^2    +    P$39*$E189   +    P$40))","v":0},{"$f":"IF(AQ$16=0,0,IF(Q$36*$E189^4  +    Q$37*$E189^3   +    Q$38*$E189^2    +    Q$39*$E189   +    Q$40>1,1,Q$36*$E189^4  +    Q$37*$E189^3   +    Q$38*$E189^2    +    Q$39*$E189   +    Q$40))","v":0},{"$f":"IF(AR$16=0,0,IF(R$36*$E189^4  +    R$37*$E189^3   +    R$38*$E189^2    +    R$39*$E189   +    R$40>1,1,R$36*$E189^4  +    R$37*$E189^3   +    R$38*$E189^2    +    R$39*$E189   +    R$40))","v":0},{"$f":"IF(AS$16=0,0,IF(S$36*$E189^4  +    S$37*$E189^3   +    S$38*$E189^2    +    S$39*$E189   +    S$40>1,1,S$36*$E189^4  +    S$37*$E189^3   +    S$38*$E189^2    +    S$39*$E189   +    S$40))","v":0},{"$f":"IF(AT$16=0,0,IF(T$36*$E189^4  +    T$37*$E189^3   +    T$38*$E189^2    +    T$39*$E189   +    T$40>1,1,T$36*$E189^4  +    T$37*$E189^3   +    T$38*$E189^2    +    T$39*$E189   +    T$40))","v":0},{"$f":"IF(AU$16=0,0,IF(U$36*$E189^4  +    U$37*$E189^3   +    U$38*$E189^2    +    U$39*$E189   +    U$40>1,1,U$36*$E189^4  +    U$37*$E189^3   +    U$38*$E189^2    +    U$39*$E189   +    U$40))","v":0},{"$f":"IF(AV$16=0,0,IF(V$36*$E189^4  +    V$37*$E189^3   +    V$38*$E189^2    +    V$39*$E189   +    V$40>1,1,V$36*$E189^4  +    V$37*$E189^3   +    V$38*$E189^2    +    V$39*$E189   +    V$40))","v":0},{"$f":"IF(AW$16=0,0,IF(W$36*$E189^4  +    W$37*$E189^3   +    W$38*$E189^2    +    W$39*$E189   +    W$40>1,1,W$36*$E189^4  +    W$37*$E189^3   +    W$38*$E189^2    +    W$39*$E189   +    W$40))","v":0},{"$f":"IF(AX$16=0,0,IF(X$36*$E189^4  +    X$37*$E189^3   +    X$38*$E189^2    +    X$39*$E189   +    X$40>1,1,X$36*$E189^4  +    X$37*$E189^3   +    X$38*$E189^2    +    X$39*$E189   +    X$40))","v":0},{"$f":"IF(AY$16=0,0,IF(Y$36*$E189^4  +    Y$37*$E189^3   +    Y$38*$E189^2    +    Y$39*$E189   +    Y$40>1,1,Y$36*$E189^4  +    Y$37*$E189^3   +    Y$38*$E189^2    +    Y$39*$E189   +    Y$40))","v":0},null,1.4400000000000011,0,0,0,0,{"$f":"IF(AF$43<>0,INDEX(J$45:J$1045, MATCH($AA189*(AF$43/24), $E$45:$E$1045)), 0)","v":0},{"$f":"IF(AG$43<>0,INDEX(K$45:K$1045, MATCH($AA189*(AG$43/24), $E$45:$E$1045)), 0)","v":0},{"$f":"IF(AH$43<>0,INDEX(L$45:L$1045, MATCH($AA189*(AH$43/24), $E$45:$E$1045)), 0)","v":0},{"$f":"IF(AI$43<>0,INDEX(M$45:M$1045, MATCH($AA189*(AI$43/24), $E$45:$E$1045)), 0)","v":0},{"$f":"IF(AJ$43<>0,INDEX(N$45:N$1045, MATCH($AA189*(AJ$43/24), $E$45:$E$1045)), 0)","v":0},{"$f":"IF(AK$43<>0,INDEX(O$45:O$1045, MATCH($AA189*(AK$43/24), $E$45:$E$1045)), 0)","v":0},{"$f":"IF(AL$43<>0,INDEX(P$45:P$1045, MATCH($AA189*(AL$43/24), $E$45:$E$1045)), 0)","v":0},{"$f":"IF(AM$43<>0,INDEX(Q$45:Q$1045, MATCH($AA189*(AM$43/24), $E$45:$E$1045)), 0)","v":0},{"$f":"IF(AN$43<>0,INDEX(R$45:R$1045, MATCH($AA189*(AN$43/24), $E$45:$E$1045)), 0)","v":0},{"$f":"IF(AO$43<>0,INDEX(S$45:S$1045, MATCH($AA189*(AO$43/24), $E$45:$E$1045)), 0)","v":0},{"$f":"IF(AP$43<>0,INDEX(T$45:T$1045, MATCH($AA189*(AP$43/24), $E$45:$E$1045)), 0)","v":0},{"$f":"IF(AQ$43<>0,INDEX(U$45:U$1045, MATCH($AA189*(AQ$43/24), $E$45:$E$1045)), 0)","v":0},{"$f":"IF(AR$43<>0,INDEX(V$45:V$1045, MATCH($AA189*(AR$43/24), $E$45:$E$1045)), 0)","v":0},{"$f":"IF(AS$43<>0,INDEX(W$45:W$1045, MATCH($AA189*(AS$43/24), $E$45:$E$1045)), 0)","v":0},{"$f":"IF(AT$43<>0,INDEX(X$45:X$1045, MATCH($AA189*(AT$43/24), $E$45:$E$1045)), 0)","v":0},{"$f":"IF(AU$43<>0,INDEX(Y$45:Y$1045, MATCH($AA189*(AU$43/24), $E$45:$E$1045)), 0)","v":0}]
[null,null,null,null,1.4500000000000011,7.474899546845637E-2,0,0,0,0,0,0,0,0,0,0,0,0,0,0,0,0,0,0,0,null,1.4500000000000011,0,0,0,0,0,0,0,0,0,0,0,0,0,0,0,0,0,0,0,0]
[null,null,null,null,1.4600000000000011,7.5113755601330268E-2,0,0,0,0,0,0,0,0,0,0,0,0,0,0,0,0,0,0,0,null,1.4600000000000011,0,0,0,0,0,0,0,0,0,0,0,0,0,0,0,0,0,0,0,0]
[null,null,null,null,1.4700000000000011,7.5478923618435126E-2,0,0,0,0,0,0,0,0,0,0,0,0,0,0,0,0,0,0,0,null,1.4700000000000011,0,0,0,0,0,0,0,0,0,0,0,0,0,0,0,0,0,0,0,0]
[null,null,null,null,1.4800000000000011,7.5844502443931372E-2,0,0,0,0,0,0,0,0,0,0,0,0,0,0,0,0,0,0,0,null,1.4800000000000011,0,0,0,0,0,0,0,0,0,0,0,0,0,0,0,0,0,0,0,0]
[null,null,null,null,1.4900000000000011,7.6210495028261438E-2,0,0,0,0,0,0,0,0,0,0,0,0,0,0,0,0,0,0,0,null,1.4900000000000011,0,0,0,0,0,0,0,0,0,0,0,0,0,0,0,0,0,0,0,0]
[null,null,null,null,1.5000000000000011,7.6576904348149899E-2,0,0,0,0,0,0,0,0,0,0,0,0,0,0,0,0,0,0,0,null,1.5000000000000011,0,0,0,0,0,0,0,0,0,0,0,0,0,0,0,0,0,0,0,0]
[null,null,null,null,1.5100000000000011,7.6943733406603376E-2,0,0,0,0,0,0,0,0,0,0,0,0,0,0,0,0,0,0,0,null,1.5100000000000011,0,0,0,0,0,0,0,0,0,0,0,0,0,0,0,0,0,0,0,0]
[null,null,null,null,1.5200000000000011,7.7310985232910523E-2,0,0,0,0,0,0,0,0,0,0,0,0,0,0,0,0,0,0,0,null,1.5200000000000011,0,0,0,0,0,0,0,0,0,0,0,0,0,0,0,0,0,0,0,0]
[null,null,null,null,1.5300000000000011,7.7678662882642108E-2,0,0,0,0,0,0,0,0,0,0,0,0,0,0,0,0,0,0,0,null,1.5300000000000011,0,0,0,0,0,0,0,0,0,0,0,0,0,0,0,0,0,0,0,0]
[null,null,null,null,1.5400000000000011,7.8046769437650959E-2,0,0,0,0,0,0,0,0,0,0,0,0,0,0,0,0,0,0,0,null,1.5400000000000011,0,0,0,0,0,0,0,0,0,0,0,0,0,0,0,0,0,0,0,0]
[null,null,null,null,1.5500000000000012,7.8415308006071993E-2,0,0,0,0,0,0,0,0,0,0,0,0,0,0,0,0,0,0,0,null,1.5500000000000012,0,0,0,0,0,0,0,0,0,0,0,0,0,0,0,0,0,0,0,0]
[null,null,null,null,1.5600000000000012,7.8784281722322103E-2,0,0,0,0,0,0,0,0,0,0,0,0,0,0,0,0,0,0,0,null,1.5600000000000012,0,0,0,0,0,0,0,0,0,0,0,0,0,0,0,0,0,0,0,0]
[null,null,null,null,1.5700000000000012,7.9153693747100379E-2,0,0,0,0,0,0,0,0,0,0,0,0,0,0,0,0,0,0,0,null,1.5700000000000012,0,0,0,0,0,0,0,0,0,0,0,0,0,0,0,0,0,0,0,0]
[null,null,null,null,1.5800000000000012,7.9523547267387917E-2,0,0,0,0,0,0,0,0,0,0,0,0,0,0,0,0,0,0,0,null,1.5800000000000012,0,0,0,0,0,0,0,0,0,0,0,0,0,0,0,0,0,0,0,0]
[null,null,null,null,1.5900000000000012,7.9893845496447874E-2,0,0,0,0,0,0,0,0,0,0,0,0,0,0,0,0,0,0,0,null,1.5900000000000012,0,0,0,0,0,0,0,0,0,0,0,0,0,0,0,0,0,0,0,0]
[null,null,null,null,1.6000000000000012,8.0264591673825492E-2,0,0,0,0,0,0,0,0,0,0,0,0,0,0,0,0,0,0,0,null,1.6000000000000012,0,0,0,0,0,0,0,0,0,0,0,0,0,0,0,0,0,0,0,0]
[null,null,null,null,1.6100000000000012,8.0635789065348101E-2,0,0,0,0,0,0,0,0,0,0,0,0,0,0,0,0,0,0,0,null,1.6100000000000012,0,0,0,0,0,0,0,0,0,0,0,0,0,0,0,0,0,0,0,0]
[null,null,null,null,1.6200000000000012,8.1007440963125066E-2,0,0,0,0,0,0,0,0,0,0,0,0,0,0,0,0,0,0,0,null,1.6200000000000012,0,0,0,0,0,0,0,0,0,0,0,0,0,0,0,0,0,0,0,0]
[null,null,null,null,1.6300000000000012,8.1379550685547836E-2,0,0,0,0,0,0,0,0,0,0,0,0,0,0,0,0,0,0,0,null,1.6300000000000012,0,0,0,0,0,0,0,0,0,0,0,0,0,0,0,0,0,0,0,0]
[null,null,null,null,1.6400000000000012,8.1752121577289921E-2,0,0,0,0,0,0,0,0,0,0,0,0,0,0,0,0,0,0,0,null,1.6400000000000012,0,0,0,0,0,0,0,0,0,0,0,0,0,0,0,0,0,0,0,0]
[null,null,null,null,1.6500000000000012,8.2125157009306948E-2,0,0,0,0,0,0,0,0,0,0,0,0,0,0,0,0,0,0,0,null,1.6500000000000012,0,0,0,0,0,0,0,0,0,0,0,0,0,0,0,0,0,0,0,0]
[null,null,null,null,1.6600000000000013,8.2498660378836561E-2,0,0,0,0,0,0,0,0,0,0,0,0,0,0,0,0,0,0,0,null,1.6600000000000013,0,0,0,0,0,0,0,0,0,0,0,0,0,0,0,0,0,0,0,0]
[null,null,null,null,1.6700000000000013,8.2872635109398463E-2,0,0,0,0,0,0,0,0,0,0,0,0,0,0,0,0,0,0,0,null,1.6700000000000013,0,0,0,0,0,0,0,0,0,0,0,0,0,0,0,0,0,0,0,0]
[null,null,null,null,1.6800000000000013,8.3247084650794501E-2,0,0,0,0,0,0,0,0,0,0,0,0,0,0,0,0,0,0,0,null,1.6800000000000013,0,0,0,0,0,0,0,0,0,0,0,0,0,0,0,0,0,0,0,0]
[null,null,null,null,1.6900000000000013,8.3622012479108498E-2,0,0,0,0,0,0,0,0,0,0,0,0,0,0,0,0,0,0,0,null,1.6900000000000013,0,0,0,0,0,0,0,0,0,0,0,0,0,0,0,0,0,0,0,0]
[null,null,null,null,1.7000000000000013,8.3997422096706423E-2,0,0,0,0,0,0,0,0,0,0,0,0,0,0,0,0,0,0,0,null,1.7000000000000013,0,0,0,0,0,0,0,0,0,0,0,0,0,0,0,0,0,0,0,0]
[null,null,null,null,1.7100000000000013,8.4373317032236272E-2,0,0,0,0,0,0,0,0,0,0,0,0,0,0,0,0,0,0,0,null,1.7100000000000013,0,0,0,0,0,0,0,0,0,0,0,0,0,0,0,0,0,0,0,0]
[null,null,null,null,1.7200000000000013,8.4749700840628134E-2,0,0,0,0,0,0,0,0,0,0,0,0,0,0,0,0,0,0,0,null,1.7200000000000013,0,0,0,0,0,0,0,0,0,0,0,0,0,0,0,0,0,0,0,0]
[null,null,null,null,1.7300000000000013,8.5126577103094139E-2,0,0,0,0,0,0,0,0,0,0,0,0,0,0,0,0,0,0,0,null,1.7300000000000013,0,0,0,0,0,0,0,0,0,0,0,0,0,0,0,0,0,0,0,0]
[null,null,null,null,1.7400000000000013,8.5503949427128523E-2,0,0,0,0,0,0,0,0,0,0,0,0,0,0,0,0,0,0,0,null,1.7400000000000013,0,0,0,0,0,0,0,0,0,0,0,0,0,0,0,0,0,0,0,0]
[null,null,null,null,1.7500000000000013,8.588182144650755E-2,0,0,0,0,0,0,0,0,0,0,0,0,0,0,0,0,0,0,0,null,1.7500000000000013,0,0,0,0,0,0,0,0,0,0,0,0,0,0,0,0,0,0,0,0]
[null,null,null,null,1.7600000000000013,8.6260196821289617E-2,0,0,0,0,0,0,0,0,0,0,0,0,0,0,0,0,0,0,0,null,1.7600000000000013,0,0,0,0,0,0,0,0,0,0,0,0,0,0,0,0,0,0,0,0]
[null,null,null,null,1.7700000000000014,8.6639079237815123E-2,0,0,0,0,0,0,0,0,0,0,0,0,0,0,0,0,0,0,0,null,1.7700000000000014,0,0,0,0,0,0,0,0,0,0,0,0,0,0,0,0,0,0,0,0]
[null,null,null,null,1.7800000000000014,8.7018472408706554E-2,0,0,0,0,0,0,0,0,0,0,0,0,0,0,0,0,0,0,0,null,1.7800000000000014,0,0,0,0,0,0,0,0,0,0,0,0,0,0,0,0,0,0,0,0]
[null,null,null,null,1.7900000000000014,8.7398380072868515E-2,0,0,0,0,0,0,0,0,0,0,0,0,0,0,0,0,0,0,0,null,1.7900000000000014,0,0,0,0,0,0,0,0,0,0,0,0,0,0,0,0,0,0,0,0]
[null,null,null,null,1.8000000000000014,8.7778805995487597E-2,0,0,0,0,0,0,0,0,0,0,0,0,0,0,0,0,0,0,0,null,1.8000000000000014,0,0,0,0,0,0,0,0,0,0,0,0,0,0,0,0,0,0,0,0]
[null,null,null,null,1.8100000000000014,8.8159753968032536E-2,0,0,0,0,0,0,0,0,0,0,0,0,0,0,0,0,0,0,0,null,1.8100000000000014,0,0,0,0,0,0,0,0,0,0,0,0,0,0,0,0,0,0,0,0]
[null,null,null,null,1.8200000000000014,8.8541227808254103E-2,0,0,0,0,0,0,0,0,0,0,0,0,0,0,0,0,0,0,0,null,1.8200000000000014,0,0,0,0,0,0,0,0,0,0,0,0,0,0,0,0,0,0,0,0]
[null,null,null,null,1.8300000000000014,8.8923231360185137E-2,0,0,0,0,0,0,0,0,0,0,0,0,0,0,0,0,0,0,0,null,1.8300000000000014,0,0,0,0,0,0,0,0,0,0,0,0,0,0,0,0,0,0,0,0]
[null,null,null,null,1.8400000000000014,8.9305768494140556E-2,0,0,0,0,0,0,0,0,0,0,0,0,0,0,0,0,0,0,0,null,1.8400000000000014,0,0,0,0,0,0,0,0,0,0,0,0,0,0,0,0,0,0,0,0]
[null,null,null,null,1.8500000000000014,8.9688843106717347E-2,0,0,0,0,0,0,0,0,0,0,0,0,0,0,0,0,0,0,0,null,1.8500000000000014,0,0,0,0,0,0,0,0,0,0,0,0,0,0,0,0,0,0,0,0]
[null,null,null,null,1.8600000000000014,9.0072459120794562E-2,0,0,0,0,0,0,0,0,0,0,0,0,0,0,0,0,0,0,0,null,1.8600000000000014,0,0,0,0,0,0,0,0,0,0,0,0,0,0,0,0,0,0,0,0]
[null,null,null,null,1.8700000000000014,9.0456620485533323E-2,0,0,0,0,0,0,0,0,0,0,0,0,0,0,0,0,0,0,0,null,1.8700000000000014,0,0,0,0,0,0,0,0,0,0,0,0,0,0,0,0,0,0,0,0]
[null,null,null,null,1.8800000000000014,9.0841331176376827E-2,0,0,0,0,0,0,0,0,0,0,0,0,0,0,0,0,0,0,0,null,1.8800000000000014,0,0,0,0,0,0,0,0,0,0,0,0,0,0,0,0,0,0,0,0]
[null,null,null,null,1.8900000000000015,9.1226595195050331E-2,0,0,0,0,0,0,0,0,0,0,0,0,0,0,0,0,0,0,0,null,1.8900000000000015,0,0,0,0,0,0,0,0,0,0,0,0,0,0,0,0,0,0,0,0]
[null,null,null,null,1.9000000000000015,9.1612416569561178E-2,0,0,0,0,0,0,0,0,0,0,0,0,0,0,0,0,0,0,0,null,1.9000000000000015,0,0,0,0,0,0,0,0,0,0,0,0,0,0,0,0,0,0,0,0]
[null,null,null,null,1.9100000000000015,9.1998799354198788E-2,0,0,0,0,0,0,0,0,0,0,0,0,0,0,0,0,0,0,0,null,1.9100000000000015,0,0,0,0,0,0,0,0,0,0,0,0,0,0,0,0,0,0,0,0]
[null,null,null,null,1.9200000000000015,9.2385747629534595E-2,0,0,0,0,0,0,0,0,0,0,0,0,0,0,0,0,0,0,0,null,1.9200000000000015,0,0,0,0,0,0,0,0,0,0,0,0,0,0,0,0,0,0,0,0]
[null,null,null,null,{"$f":"E237+0.01","v":1.9300000000000015},{"$f":"IF(AF$16=0,0,IF(F$36*$E238^4  +    F$37*$E238^3   +    F$38*$E238^2    +    F$39*$E238   +    F$40>1,1,F$36*$E238^4  +    F$37*$E238^3   +    F$38*$E238^2    +    F$39*$E238   +    F$40))","v":9.2773265502422153E-2},{"$f":"IF(AG$16=0,0,IF(G$36*$E238^4  +    G$37*$E238^3   +    G$38*$E238^2    +    G$39*$E238   +    G$40>1,1,G$36*$E238^4  +    G$37*$E238^3   +    G$38*$E238^2    +    G$39*$E238   +    G$40))","v":0},{"$f":"IF(AH$16=0,0,IF(H$36*$E238^4  +    H$37*$E238^3   +    H$38*$E238^2    +    H$39*$E238   +    H$40>1,1,H$36*$E238^4  +    H$37*$E238^3   +    H$38*$E238^2    +    H$39*$E238   +    H$40))","v":0},{"$f":"IF(AI$16=0,0,IF(I$36*$E238^4  +    I$37*$E238^3   +    I$38*$E238^2    +    I$39*$E238   +    I$40>1,1,I$36*$E238^4  +    I$37*$E238^3   +    I$38*$E238^2    +    I$39*$E238   +    I$40))","v":0},0,0,0,0,0,0,0,0,0,0,0,0,0,0,0,0,null,{"$f":"AA237+0.01","v":1.9300000000000015},{"$f":"IF(AB$43<>0,INDEX(F$45:F$1045, MATCH($AA238*(AB$43/24), $E$45:$E$1045)), 0)","v":0},{"$f":"IF(AC$43<>0,INDEX(G$45:G$1045, MATCH($AA238*(AC$43/24), $E$45:$E$1045)), 0)","v":0},{"$f":"IF(AD$43<>0,INDEX(H$45:H$1045, MATCH($AA238*(AD$43/24), $E$45:$E$1045)), 0)","v":0},{"$f":"IF(AE$43<>0,INDEX(I$45:I$1045, MATCH($AA238*(AE$43/24), $E$45:$E$1045)), 0)","v":0},0,0,0,0,0,0,0,0,0,0,0,0,0,0,0,0]
[null,null,null,null,1.9400000000000015,9.31613571059971E-2,0,0,0,0,0,0,0,0,0,0,0,0,0,0,0,0,0,0,0,null,1.9400000000000015,0,0,0,0,0,0,0,0,0,0,0,0,0,0,0,0,0,0,0,0]
[null,null,null,null,1.9500000000000015,9.3550026599677094E-2,0,0,0,0,0,0,0,0,0,0,0,0,0,0,0,0,0,0,0,null,1.9500000000000015,0,0,0,0,0,0,0,0,0,0,0,0,0,0,0,0,0,0,0,0]
[null,null,null,null,1.9600000000000015,9.393927816916188E-2,0,0,0,0,0,0,0,0,0,0,0,0,0,0,0,0,0,0,0,null,1.9600000000000015,0,0,0,0,0,0,0,0,0,0,0,0,0,0,0,0,0,0,0,0]
[null,null,null,null,1.9700000000000015,9.4329116026433305E-2,0,0,0,0,0,0,0,0,0,0,0,0,0,0,0,0,0,0,0,null,1.9700000000000015,0,0,0,0,0,0,0,0,0,0,0,0,0,0,0,0,0,0,0,0]
[null,null,null,null,1.9800000000000015,9.4719544409755246E-2,0,0,0,0,0,0,0,0,0,0,0,0,0,0,0,0,0,0,0,null,1.9800000000000015,0,0,0,0,0,0,0,0,0,0,0,0,0,0,0,0,0,0,0,0]
[null,null,null,null,1.9900000000000015,9.5110567583673658E-2,0,0,0,0,0,0,0,0,0,0,0,0,0,0,0,0,0,0,0,null,1.9900000000000015,0,0,0,0,0,0,0,0,0,0,0,0,0,0,0,0,0,0,0,0]
[null,null,null,null,2.0000000000000013,9.5502189839016594E-2,0,0,0,0,0,0,0,0,0,0,0,0,0,0,0,0,0,0,0,null,2.0000000000000013,0,0,0,0,0,0,0,0,0,0,0,0,0,0,0,0,0,0,0,0]
[null,null,null,null,2.0100000000000011,9.5894415492894125E-2,0,0,0,0,0,0,0,0,0,0,0,0,0,0,0,0,0,0,0,null,2.0100000000000011,0,0,0,0,0,0,0,0,0,0,0,0,0,0,0,0,0,0,0,0]
[null,null,null,null,2.0200000000000009,9.6287248888698426E-2,0,0,0,0,0,0,0,0,0,0,0,0,0,0,0,0,0,0,0,null,2.0200000000000009,0,0,0,0,0,0,0,0,0,0,0,0,0,0,0,0,0,0,0,0]
[null,null,null,null,2.0300000000000007,9.6680694396103758E-2,0,0,0,0,0,0,0,0,0,0,0,0,0,0,0,0,0,0,0,null,2.0300000000000007,0,0,0,0,0,0,0,0,0,0,0,0,0,0,0,0,0,0,0,0]
[null,null,null,null,2.0400000000000005,9.7074756411066415E-2,0,0,0,0,0,0,0,0,0,0,0,0,0,0,0,0,0,0,0,null,2.0400000000000005,0,0,0,0,0,0,0,0,0,0,0,0,0,0,0,0,0,0,0,0]
[null,null,null,null,2.0500000000000003,9.7469439355824777E-2,0,0,0,0,0,0,0,0,0,0,0,0,0,0,0,0,0,0,0,null,2.0500000000000003,0,0,0,0,0,0,0,0,0,0,0,0,0,0,0,0,0,0,0,0]
[null,null,null,null,2.06,9.7864747678899314E-2,0,0,0,0,0,0,0,0,0,0,0,0,0,0,0,0,0,0,0,null,2.06,0,0,0,0,0,0,0,0,0,0,0,0,0,0,0,0,0,0,0,0]
[null,null,null,null,2.0699999999999998,9.8260685855092497E-2,0,0,0,0,0,0,0,0,0,0,0,0,0,0,0,0,0,0,0,null,2.0699999999999998,0,0,0,0,0,0,0,0,0,0,0,0,0,0,0,0,0,0,0,0]
[null,null,null,null,2.0799999999999996,9.8657258385488972E-2,0,0,0,{"$f":"IF(AJ$16=0,0,IF(J$36*$E253^4  +    J$37*$E253^3   +    J$38*$E253^2    +    J$39*$E253   +    J$40>1,1,J$36*$E253^4  +    J$37*$E253^3   +    J$38*$E253^2    +    J$39*$E253   +    J$40))","v":0},{"$f":"IF(AK$16=0,0,IF(K$36*$E253^4  +    K$37*$E253^3   +    K$38*$E253^2    +    K$39*$E253   +    K$40>1,1,K$36*$E253^4  +    K$37*$E253^3   +    K$38*$E253^2    +    K$39*$E253   +    K$40))","v":0},{"$f":"IF(AL$16=0,0,IF(L$36*$E253^4  +    L$37*$E253^3   +    L$38*$E253^2    +    L$39*$E253   +    L$40>1,1,L$36*$E253^4  +    L$37*$E253^3   +    L$38*$E253^2    +    L$39*$E253   +    L$40))","v":0},{"$f":"IF(AM$16=0,0,IF(M$36*$E253^4  +    M$37*$E253^3   +    M$38*$E253^2    +    M$39*$E253   +    M$40>1,1,M$36*$E253^4  +    M$37*$E253^3   +    M$38*$E253^2    +    M$39*$E253   +    M$40))","v":0},{"$f":"IF(AN$16=0,0,IF(N$36*$E253^4  +    N$37*$E253^3   +    N$38*$E253^2    +    N$39*$E253   +    N$40>1,1,N$36*$E253^4  +    N$37*$E253^3   +    N$38*$E253^2    +    N$39*$E253   +    N$40))","v":0},{"$f":"IF(AO$16=0,0,IF(O$36*$E253^4  +    O$37*$E253^3   +    O$38*$E253^2    +    O$39*$E253   +    O$40>1,1,O$36*$E253^4  +    O$37*$E253^3   +    O$38*$E253^2    +    O$39*$E253   +    O$40))","v":0},{"$f":"IF(AP$16=0,0,IF(P$36*$E253^4  +    P$37*$E253^3   +    P$38*$E253^2    +    P$39*$E253   +    P$40>1,1,P$36*$E253^4  +    P$37*$E253^3   +    P$38*$E253^2    +    P$39*$E253   +    P$40))","v":0},{"$f":"IF(AQ$16=0,0,IF(Q$36*$E253^4  +    Q$37*$E253^3   +    Q$38*$E253^2    +    Q$39*$E253   +    Q$40>1,1,Q$36*$E253^4  +    Q$37*$E253^3   +    Q$38*$E253^2    +    Q$39*$E253   +    Q$40))","v":0},{"$f":"IF(AR$16=0,0,IF(R$36*$E253^4  +    R$37*$E253^3   +    R$38*$E253^2    +    R$39*$E253   +    R$40>1,1,R$36*$E253^4  +    R$37*$E253^3   +    R$38*$E253^2    +    R$39*$E253   +    R$40))","v":0},{"$f":"IF(AS$16=0,0,IF(S$36*$E253^4  +    S$37*$E253^3   +    S$38*$E253^2    +    S$39*$E253   +    S$40>1,1,S$36*$E253^4  +    S$37*$E253^3   +    S$38*$E253^2    +    S$39*$E253   +    S$40))","v":0},{"$f":"IF(AT$16=0,0,IF(T$36*$E253^4  +    T$37*$E253^3   +    T$38*$E253^2    +    T$39*$E253   +    T$40>1,1,T$36*$E253^4  +    T$37*$E253^3   +    T$38*$E253^2    +    T$39*$E253   +    T$40))","v":0},{"$f":"IF(AU$16=0,0,IF(U$36*$E253^4  +    U$37*$E253^3   +    U$38*$E253^2    +    U$39*$E253   +    U$40>1,1,U$36*$E253^4  +    U$37*$E253^3   +    U$38*$E253^2    +    U$39*$E253   +    U$40))","v":0},{"$f":"IF(AV$16=0,0,IF(V$36*$E253^4  +    V$37*$E253^3   +    V$38*$E253^2    +    V$39*$E253   +    V$40>1,1,V$36*$E253^4  +    V$37*$E253^3   +    V$38*$E253^2    +    V$39*$E253   +    V$40))","v":0},{"$f":"IF(AW$16=0,0,IF(W$36*$E253^4  +    W$37*$E253^3   +    W$38*$E253^2    +    W$39*$E253   +    W$40>1,1,W$36*$E253^4  +    W$37*$E253^3   +    W$38*$E253^2    +    W$39*$E253   +    W$40))","v":0},{"$f":"IF(AX$16=0,0,IF(X$36*$E253^4  +    X$37*$E253^3   +    X$38*$E253^2    +    X$39*$E253   +    X$40>1,1,X$36*$E253^4  +    X$37*$E253^3   +    X$38*$E253^2    +    X$39*$E253   +    X$40))","v":0},{"$f":"IF(AY$16=0,0,IF(Y$36*$E253^4  +    Y$37*$E253^3   +    Y$38*$E253^2    +    Y$39*$E253   +    Y$40>1,1,Y$36*$E253^4  +    Y$37*$E253^3   +    Y$38*$E253^2    +    Y$39*$E253   +    Y$40))","v":0},null,2.0799999999999996,0,0,0,0,{"$f":"IF(AF$43<>0,INDEX(J$45:J$1045, MATCH($AA253*(AF$43/24), $E$45:$E$1045)), 0)","v":0},{"$f":"IF(AG$43<>0,INDEX(K$45:K$1045, MATCH($AA253*(AG$43/24), $E$45:$E$1045)), 0)","v":0},{"$f":"IF(AH$43<>0,INDEX(L$45:L$1045, MATCH($AA253*(AH$43/24), $E$45:$E$1045)), 0)","v":0},{"$f":"IF(AI$43<>0,INDEX(M$45:M$1045, MATCH($AA253*(AI$43/24), $E$45:$E$1045)), 0)","v":0},{"$f":"IF(AJ$43<>0,INDEX(N$45:N$1045, MATCH($AA253*(AJ$43/24), $E$45:$E$1045)), 0)","v":0},{"$f":"IF(AK$43<>0,INDEX(O$45:O$1045, MATCH($AA253*(AK$43/24), $E$45:$E$1045)), 0)","v":0},{"$f":"IF(AL$43<>0,INDEX(P$45:P$1045, MATCH($AA253*(AL$43/24), $E$45:$E$1045)), 0)","v":0},{"$f":"IF(AM$43<>0,INDEX(Q$45:Q$1045, MATCH($AA253*(AM$43/24), $E$45:$E$1045)), 0)","v":0},{"$f":"IF(AN$43<>0,INDEX(R$45:R$1045, MATCH($AA253*(AN$43/24), $E$45:$E$1045)), 0)","v":0},{"$f":"IF(AO$43<>0,INDEX(S$45:S$1045, MATCH($AA253*(AO$43/24), $E$45:$E$1045)), 0)","v":0},{"$f":"IF(AP$43<>0,INDEX(T$45:T$1045, MATCH($AA253*(AP$43/24), $E$45:$E$1045)), 0)","v":0},{"$f":"IF(AQ$43<>0,INDEX(U$45:U$1045, MATCH($AA253*(AQ$43/24), $E$45:$E$1045)), 0)","v":0},{"$f":"IF(AR$43<>0,INDEX(V$45:V$1045, MATCH($AA253*(AR$43/24), $E$45:$E$1045)), 0)","v":0},{"$f":"IF(AS$43<>0,INDEX(W$45:W$1045, MATCH($AA253*(AS$43/24), $E$45:$E$1045)), 0)","v":0},{"$f":"IF(AT$43<>0,INDEX(X$45:X$1045, MATCH($AA253*(AT$43/24), $E$45:$E$1045)), 0)","v":0},{"$f":"IF(AU$43<>0,INDEX(Y$45:Y$1045, MATCH($AA253*(AU$43/24), $E$45:$E$1045)), 0)","v":0}]
[null,null,null,null,2.0899999999999994,9.9054469797455372E-2,0,0,0,0,0,0,0,0,0,0,0,0,0,0,0,0,0,0,0,null,2.0899999999999994,0,0,0,0,0,0,0,0,0,0,0,0,0,0,0,0,0,0,0,0]
[null,null,null,null,2.0999999999999992,9.9452324644640391E-2,0,0,0,0,0,0,0,0,0,0,0,0,0,0,0,0,0,0,0,null,2.0999999999999992,0,0,0,0,0,0,0,0,0,0,0,0,0,0,0,0,0,0,0,0]
[null,null,null,null,2.109999999999999,9.9850827506974896E-2,0,0,0,0,0,0,0,0,0,0,0,0,0,0,0,0,0,0,0,null,2.109999999999999,0,0,0,0,0,0,0,0,0,0,0,0,0,0,0,0,0,0,0,0]
[null,null,null,null,2.1199999999999988,0.1002499829906717,0,0,0,0,0,0,0,0,0,0,0,0,0,0,0,0,0,0,0,null,2.1199999999999988,0,0,0,0,0,0,0,0,0,0,0,0,0,0,0,0,0,0,0,0]
[null,null,null,null,2.1299999999999986,0.10064979572822574,0,0,0,0,0,0,0,0,0,0,0,0,0,0,0,0,0,0,0,null,2.1299999999999986,0,0,0,0,0,0,0,0,0,0,0,0,0,0,0,0,0,0,0,0]
[null,null,null,null,2.1399999999999983,0.10105027037841408,0,0,0,0,0,0,0,0,0,0,0,0,0,0,0,0,0,0,0,null,2.1399999999999983,0,0,0,0,0,0,0,0,0,0,0,0,0,0,0,0,0,0,0,0]
[null,null,null,null,2.1499999999999981,0.10145141162629571,0,0,0,0,0,0,0,0,0,0,0,0,0,0,0,0,0,0,0,null,2.1499999999999981,0,0,0,0,0,0,0,0,0,0,0,0,0,0,0,0,0,0,0,0]
[null,null,null,null,2.1599999999999979,0.10185322418321187,0,0,0,0,0,0,0,0,0,0,0,0,0,0,0,0,0,0,0,null,2.1599999999999979,0,0,0,0,0,0,0,0,0,0,0,0,0,0,0,0,0,0,0,0]
[null,null,null,null,2.1699999999999977,0.1022557127867857,0,0,0,0,0,0,0,0,0,0,0,0,0,0,0,0,0,0,0,null,2.1699999999999977,0,0,0,0,0,0,0,0,0,0,0,0,0,0,0,0,0,0,0,0]
[null,null,null,null,2.1799999999999975,0.10265888220092252,0,0,0,0,0,0,0,0,0,0,0,0,0,0,0,0,0,0,0,null,2.1799999999999975,0,0,0,0,0,0,0,0,0,0,0,0,0,0,0,0,0,0,0,0]
[null,null,null,null,2.1899999999999973,0.10306273721580969,0,0,0,0,0,0,0,0,0,0,0,0,0,0,0,0,0,0,0,null,2.1899999999999973,0,0,0,0,0,0,0,0,0,0,0,0,0,0,0,0,0,0,0,0]
[null,null,null,null,2.1999999999999971,0.10346728264791662,0,0,0,0,0,0,0,0,0,0,0,0,0,0,0,0,0,0,0,null,2.1999999999999971,0,0,0,0,0,0,0,0,0,0,0,0,0,0,0,0,0,0,0,0]
[null,null,null,null,2.2099999999999969,0.1038725233399948,0,0,0,0,0,0,0,0,0,0,0,0,0,0,0,0,0,0,0,null,2.2099999999999969,0,0,0,0,0,0,0,0,0,0,0,0,0,0,0,0,0,0,0,0]
[null,null,null,null,2.2199999999999966,0.10427846416107782,0,0,0,0,0,0,0,0,0,0,0,0,0,0,0,0,0,0,0,null,2.2199999999999966,0,0,0,0,0,0,0,0,0,0,0,0,0,0,0,0,0,0,0,0]
[null,null,null,null,2.2299999999999964,0.10468511000648129,0,0,0,0,0,0,0,0,0,0,0,0,0,0,0,0,0,0,0,null,2.2299999999999964,0,0,0,0,0,0,0,0,0,0,0,0,0,0,0,0,0,0,0,0]
[null,null,null,null,2.2399999999999962,0.10509246579780293,0,0,0,0,0,0,0,0,0,0,0,0,0,0,0,0,0,0,0,null,2.2399999999999962,0,0,0,0,0,0,0,0,0,0,0,0,0,0,0,0,0,0,0,0]
[null,null,null,null,2.249999999999996,0.1055005364829225,0,0,0,0,0,0,0,0,0,0,0,0,0,0,0,0,0,0,0,null,2.249999999999996,0,0,0,0,0,0,0,0,0,0,0,0,0,0,0,0,0,0,0,0]
[null,null,null,null,2.2599999999999958,0.10590932703600185,0,0,0,0,0,0,0,0,0,0,0,0,0,0,0,0,0,0,0,null,2.2599999999999958,0,0,0,0,0,0,0,0,0,0,0,0,0,0,0,0,0,0,0,0]
[null,null,null,null,2.2699999999999956,0.10631884245748491,0,0,0,0,0,0,0,0,0,0,0,0,0,0,0,0,0,0,0,null,2.2699999999999956,0,0,0,0,0,0,0,0,0,0,0,0,0,0,0,0,0,0,0,0]
[null,null,null,null,2.2799999999999954,0.10672908777409763,0,0,0,0,0,0,0,0,0,0,0,0,0,0,0,0,0,0,0,null,2.2799999999999954,0,0,0,0,0,0,0,0,0,0,0,0,0,0,0,0,0,0,0,0]
[null,null,null,null,2.2899999999999952,0.10714006803884808,0,0,0,0,0,0,0,0,0,0,0,0,0,0,0,0,0,0,0,null,2.2899999999999952,0,0,0,0,0,0,0,0,0,0,0,0,0,0,0,0,0,0,0,0]
[null,null,null,null,2.2999999999999949,0.1075517883310264,0,0,0,0,0,0,0,0,0,0,0,0,0,0,0,0,0,0,0,null,2.2999999999999949,0,0,0,0,0,0,0,0,0,0,0,0,0,0,0,0,0,0,0,0]
[null,null,null,null,2.3099999999999947,0.10796425375620473,0,0,0,0,0,0,0,0,0,0,0,0,0,0,0,0,0,0,0,null,2.3099999999999947,0,0,0,0,0,0,0,0,0,0,0,0,0,0,0,0,0,0,0,0]
[null,null,null,null,2.3199999999999945,0.10837746944623741,0,0,0,0,0,0,0,0,0,0,0,0,0,0,0,0,0,0,0,null,2.3199999999999945,0,0,0,0,0,0,0,0,0,0,0,0,0,0,0,0,0,0,0,0]
[null,null,null,null,2.3299999999999943,0.10879144055926071,0,0,0,0,0,0,0,0,0,0,0,0,0,0,0,0,0,0,0,null,2.3299999999999943,0,0,0,0,0,0,0,0,0,0,0,0,0,0,0,0,0,0,0,0]
[null,null,null,null,2.3399999999999941,0.10920617227969304,0,0,0,0,0,0,0,0,0,0,0,0,0,0,0,0,0,0,0,null,2.3399999999999941,0,0,0,0,0,0,0,0,0,0,0,0,0,0,0,0,0,0,0,0]
[null,null,null,null,2.3499999999999939,0.10962166981823489,0,0,0,0,0,0,0,0,0,0,0,0,0,0,0,0,0,0,0,null,2.3499999999999939,0,0,0,0,0,0,0,0,0,0,0,0,0,0,0,0,0,0,0,0]
[null,null,null,null,2.3599999999999937,0.11003793841186879,0,0,0,0,0,0,0,0,0,0,0,0,0,0,0,0,0,0,0,null,2.3599999999999937,0,0,0,0,0,0,0,0,0,0,0,0,0,0,0,0,0,0,0,0]
[null,null,null,null,2.3699999999999934,0.11045498332385935,0,0,0,0,0,0,0,0,0,0,0,0,0,0,0,0,0,0,0,null,2.3699999999999934,0,0,0,0,0,0,0,0,0,0,0,0,0,0,0,0,0,0,0,0]
[null,null,null,null,2.3799999999999932,0.11087280984375325,0,0,0,0,0,0,0,0,0,0,0,0,0,0,0,0,0,0,0,null,2.3799999999999932,0,0,0,0,0,0,0,0,0,0,0,0,0,0,0,0,0,0,0,0]
[null,null,null,null,2.389999999999993,0.11129142328737925,0,0,0,0,0,0,0,0,0,0,0,0,0,0,0,0,0,0,0,null,2.389999999999993,0,0,0,0,0,0,0,0,0,0,0,0,0,0,0,0,0,0,0,0]
[null,null,null,null,2.3999999999999928,0.11171082899684816,0,0,0,0,0,0,0,0,0,0,0,0,0,0,0,0,0,0,0,null,2.3999999999999928,0,0,0,0,0,0,0,0,0,0,0,0,0,0,0,0,0,0,0,0]
[null,null,null,null,2.4099999999999926,0.11213103234055287,0,0,0,0,0,0,0,0,0,0,0,0,0,0,0,0,0,0,0,null,2.4099999999999926,0,0,0,0,0,0,0,0,0,0,0,0,0,0,0,0,0,0,0,0]
[null,null,null,null,2.4199999999999924,0.11255203871316832,0,0,0,0,0,0,0,0,0,0,0,0,0,0,0,0,0,0,0,null,2.4199999999999924,0,0,0,0,0,0,0,0,0,0,0,0,0,0,0,0,0,0,0,0]
[null,null,null,null,2.4299999999999922,0.11297385353565159,0,0,0,0,0,0,0,0,0,0,0,0,0,0,0,0,0,0,0,null,2.4299999999999922,0,0,0,0,0,0,0,0,0,0,0,0,0,0,0,0,0,0,0,0]
[null,null,null,null,2.439999999999992,0.11339648225524174,0,0,0,0,0,0,0,0,0,0,0,0,0,0,0,0,0,0,0,null,2.439999999999992,0,0,0,0,0,0,0,0,0,0,0,0,0,0,0,0,0,0,0,0]
[null,null,null,null,2.4499999999999917,0.11381993034545994,0,0,0,0,0,0,0,0,0,0,0,0,0,0,0,0,0,0,0,null,2.4499999999999917,0,0,0,0,0,0,0,0,0,0,0,0,0,0,0,0,0,0,0,0]
[null,null,null,null,2.4599999999999915,0.11424420330610943,0,0,0,0,0,0,0,0,0,0,0,0,0,0,0,0,0,0,0,null,2.4599999999999915,0,0,0,0,0,0,0,0,0,0,0,0,0,0,0,0,0,0,0,0]
[null,null,null,null,2.4699999999999913,0.11466930666327552,0,0,0,0,0,0,0,0,0,0,0,0,0,0,0,0,0,0,0,null,2.4699999999999913,0,0,0,0,0,0,0,0,0,0,0,0,0,0,0,0,0,0,0,0]
[null,null,null,null,2.4799999999999911,0.1150952459693256,0,0,0,0,0,0,0,0,0,0,0,0,0,0,0,0,0,0,0,null,2.4799999999999911,0,0,0,0,0,0,0,0,0,0,0,0,0,0,0,0,0,0,0,0]
[null,null,null,null,2.4899999999999909,0.11552202680290911,0,0,0,0,0,0,0,0,0,0,0,0,0,0,0,0,0,0,0,null,2.4899999999999909,0,0,0,0,0,0,0,0,0,0,0,0,0,0,0,0,0,0,0,0]
[null,null,null,null,2.4999999999999907,0.11594965476895756,0,0,0,0,0,0,0,0,0,0,0,0,0,0,0,0,0,0,0,null,2.4999999999999907,0,0,0,0,0,0,0,0,0,0,0,0,0,0,0,0,0,0,0,0]
[null,null,null,null,2.5099999999999905,0.11637813549868455,0,0,0,0,0,0,0,0,0,0,0,0,0,0,0,0,0,0,0,null,2.5099999999999905,0,0,0,0,0,0,0,0,0,0,0,0,0,0,0,0,0,0,0,0]
[null,null,null,null,2.5199999999999902,0.11680747464958571,0,0,0,0,0,0,0,0,0,0,0,0,0,0,0,0,0,0,0,null,2.5199999999999902,0,0,0,0,0,0,0,0,0,0,0,0,0,0,0,0,0,0,0,0]
[null,null,null,null,2.52999999999999,0.11723767790543879,0,0,0,0,0,0,0,0,0,0,0,0,0,0,0,0,0,0,0,null,2.52999999999999,0,0,0,0,0,0,0,0,0,0,0,0,0,0,0,0,0,0,0,0]
[null,null,null,null,2.5399999999999898,0.11766875097630358,0,0,0,0,0,0,0,0,0,0,0,0,0,0,0,0,0,0,0,null,2.5399999999999898,0,0,0,0,0,0,0,0,0,0,0,0,0,0,0,0,0,0,0,0]
[null,null,null,null,2.5499999999999896,0.11810069959852193,0,0,0,0,0,0,0,0,0,0,0,0,0,0,0,0,0,0,0,null,2.5499999999999896,0,0,0,0,0,0,0,0,0,0,0,0,0,0,0,0,0,0,0,0]
[null,null,null,null,2.5599999999999894,0.11853352953471781,0,0,0,0,0,0,0,0,0,0,0,0,0,0,0,0,0,0,0,null,2.5599999999999894,0,0,0,0,0,0,0,0,0,0,0,0,0,0,0,0,0,0,0,0]
[null,null,null,null,{"$f":"E301+0.01","v":2.5699999999999892},{"$f":"IF(AF$16=0,0,IF(F$36*$E302^4  +    F$37*$E302^3   +    F$38*$E302^2    +    F$39*$E302   +    F$40>1,1,F$36*$E302^4  +    F$37*$E302^3   +    F$38*$E302^2    +    F$39*$E302   +    F$40))","v":0.1189672465737972},{"$f":"IF(AG$16=0,0,IF(G$36*$E302^4  +    G$37*$E302^3   +    G$38*$E302^2    +    G$39*$E302   +    G$40>1,1,G$36*$E302^4  +    G$37*$E302^3   +    G$38*$E302^2    +    G$39*$E302   +    G$40))","v":0},{"$f":"IF(AH$16=0,0,IF(H$36*$E302^4  +    H$37*$E302^3   +    H$38*$E302^2    +    H$39*$E302   +    H$40>1,1,H$36*$E302^4  +    H$37*$E302^3   +    H$38*$E302^2    +    H$39*$E302   +    H$40))","v":0},{"$f":"IF(AI$16=0,0,IF(I$36*$E302^4  +    I$37*$E302^3   +    I$38*$E302^2    +    I$39*$E302   +    I$40>1,1,I$36*$E302^4  +    I$37*$E302^3   +    I$38*$E302^2    +    I$39*$E302   +    I$40))","v":0},0,0,0,0,0,0,0,0,0,0,0,0,0,0,0,0,null,{"$f":"AA301+0.01","v":2.5699999999999892},{"$f":"IF(AB$43<>0,INDEX(F$45:F$1045, MATCH($AA302*(AB$43/24), $E$45:$E$1045)), 0)","v":0},{"$f":"IF(AC$43<>0,INDEX(G$45:G$1045, MATCH($AA302*(AC$43/24), $E$45:$E$1045)), 0)","v":0},{"$f":"IF(AD$43<>0,INDEX(H$45:H$1045, MATCH($AA302*(AD$43/24), $E$45:$E$1045)), 0)","v":0},{"$f":"IF(AE$43<>0,INDEX(I$45:I$1045, MATCH($AA302*(AE$43/24), $E$45:$E$1045)), 0)","v":0},0,0,0,0,0,0,0,0,0,0,0,0,0,0,0,0]
[null,null,null,null,2.579999999999989,0.11940185653094816,0,0,0,0,0,0,0,0,0,0,0,0,0,0,0,0,0,0,0,null,2.579999999999989,0,0,0,0,0,0,0,0,0,0,0,0,0,0,0,0,0,0,0,0]
[null,null,null,null,2.5899999999999888,0.11983736524764088,0,0,0,0,0,0,0,0,0,0,0,0,0,0,0,0,0,0,0,null,2.5899999999999888,0,0,0,0,0,0,0,0,0,0,0,0,0,0,0,0,0,0,0,0]
[null,null,null,null,2.5999999999999885,0.12027377859162755,0,0,0,0,0,0,0,0,0,0,0,0,0,0,0,0,0,0,0,null,2.5999999999999885,0,0,0,0,0,0,0,0,0,0,0,0,0,0,0,0,0,0,0,0]
[null,null,null,null,2.6099999999999883,0.12071110245694243,0,0,0,0,0,0,0,0,0,0,0,0,0,0,0,0,0,0,0,null,2.6099999999999883,0,0,0,0,0,0,0,0,0,0,0,0,0,0,0,0,0,0,0,0]
[null,null,null,null,2.6199999999999881,0.12114934276390191,0,0,0,0,0,0,0,0,0,0,0,0,0,0,0,0,0,0,0,null,2.6199999999999881,0,0,0,0,0,0,0,0,0,0,0,0,0,0,0,0,0,0,0,0]
[null,null,null,null,2.6299999999999879,0.12158850545910438,0,0,0,0,0,0,0,0,0,0,0,0,0,0,0,0,0,0,0,null,2.6299999999999879,0,0,0,0,0,0,0,0,0,0,0,0,0,0,0,0,0,0,0,0]
[null,null,null,null,2.6399999999999877,0.12202859651543038,0,0,0,0,0,0,0,0,0,0,0,0,0,0,0,0,0,0,0,null,2.6399999999999877,0,0,0,0,0,0,0,0,0,0,0,0,0,0,0,0,0,0,0,0]
[null,null,null,null,2.6499999999999875,0.12246962193204243,0,0,0,0,0,0,0,0,0,0,0,0,0,0,0,0,0,0,0,null,2.6499999999999875,0,0,0,0,0,0,0,0,0,0,0,0,0,0,0,0,0,0,0,0]
[null,null,null,null,2.6599999999999873,0.12291158773438518,0,0,0,0,0,0,0,0,0,0,0,0,0,0,0,0,0,0,0,null,2.6599999999999873,0,0,0,0,0,0,0,0,0,0,0,0,0,0,0,0,0,0,0,0]
[null,null,null,null,2.6699999999999871,0.12335449997418534,0,0,0,0,0,0,0,0,0,0,0,0,0,0,0,0,0,0,0,null,2.6699999999999871,0,0,0,0,0,0,0,0,0,0,0,0,0,0,0,0,0,0,0,0]
[null,null,null,null,2.6799999999999868,0.12379836472945166,0,0,0,0,0,0,0,0,0,0,0,0,0,0,0,0,0,0,0,null,2.6799999999999868,0,0,0,0,0,0,0,0,0,0,0,0,0,0,0,0,0,0,0,0]
[null,null,null,null,2.6899999999999866,0.12424318810447499,0,0,0,0,0,0,0,0,0,0,0,0,0,0,0,0,0,0,0,null,2.6899999999999866,0,0,0,0,0,0,0,0,0,0,0,0,0,0,0,0,0,0,0,0]
[null,null,null,null,2.6999999999999864,0.12468897622982825,0,0,0,0,0,0,0,0,0,0,0,0,0,0,0,0,0,0,0,null,2.6999999999999864,0,0,0,0,0,0,0,0,0,0,0,0,0,0,0,0,0,0,0,0]
[null,null,null,null,2.7099999999999862,0.1251357352623664,0,0,0,0,0,0,0,0,0,0,0,0,0,0,0,0,0,0,0,null,2.7099999999999862,0,0,0,0,0,0,0,0,0,0,0,0,0,0,0,0,0,0,0,0]
[null,null,null,null,2.719999999999986,0.12558347138522655,0,0,0,{"$f":"IF(AJ$16=0,0,IF(J$36*$E317^4  +    J$37*$E317^3   +    J$38*$E317^2    +    J$39*$E317   +    J$40>1,1,J$36*$E317^4  +    J$37*$E317^3   +    J$38*$E317^2    +    J$39*$E317   +    J$40))","v":0},{"$f":"IF(AK$16=0,0,IF(K$36*$E317^4  +    K$37*$E317^3   +    K$38*$E317^2    +    K$39*$E317   +    K$40>1,1,K$36*$E317^4  +    K$37*$E317^3   +    K$38*$E317^2    +    K$39*$E317   +    K$40))","v":0},{"$f":"IF(AL$16=0,0,IF(L$36*$E317^4  +    L$37*$E317^3   +    L$38*$E317^2    +    L$39*$E317   +    L$40>1,1,L$36*$E317^4  +    L$37*$E317^3   +    L$38*$E317^2    +    L$39*$E317   +    L$40))","v":0},{"$f":"IF(AM$16=0,0,IF(M$36*$E317^4  +    M$37*$E317^3   +    M$38*$E317^2    +    M$39*$E317   +    M$40>1,1,M$36*$E317^4  +    M$37*$E317^3   +    M$38*$E317^2    +    M$39*$E317   +    M$40))","v":0},{"$f":"IF(AN$16=0,0,IF(N$36*$E317^4  +    N$37*$E317^3   +    N$38*$E317^2    +    N$39*$E317   +    N$40>1,1,N$36*$E317^4  +    N$37*$E317^3   +    N$38*$E317^2    +    N$39*$E317   +    N$40))","v":0},{"$f":"IF(AO$16=0,0,IF(O$36*$E317^4  +    O$37*$E317^3   +    O$38*$E317^2    +    O$39*$E317   +    O$40>1,1,O$36*$E317^4  +    O$37*$E317^3   +    O$38*$E317^2    +    O$39*$E317   +    O$40))","v":0},{"$f":"IF(AP$16=0,0,IF(P$36*$E317^4  +    P$37*$E317^3   +    P$38*$E317^2    +    P$39*$E317   +    P$40>1,1,P$36*$E317^4  +    P$37*$E317^3   +    P$38*$E317^2    +    P$39*$E317   +    P$40))","v":0},{"$f":"IF(AQ$16=0,0,IF(Q$36*$E317^4  +    Q$37*$E317^3   +    Q$38*$E317^2    +    Q$39*$E317   +    Q$40>1,1,Q$36*$E317^4  +    Q$37*$E317^3   +    Q$38*$E317^2    +    Q$39*$E317   +    Q$40))","v":0},{"$f":"IF(AR$16=0,0,IF(R$36*$E317^4  +    R$37*$E317^3   +    R$38*$E317^2    +    R$39*$E317   +    R$40>1,1,R$36*$E317^4  +    R$37*$E317^3   +    R$38*$E317^2    +    R$39*$E317   +    R$40))","v":0},{"$f":"IF(AS$16=0,0,IF(S$36*$E317^4  +    S$37*$E317^3   +    S$38*$E317^2    +    S$39*$E317   +    S$40>1,1,S$36*$E317^4  +    S$37*$E317^3   +    S$38*$E317^2    +    S$39*$E317   +    S$40))","v":0},{"$f":"IF(AT$16=0,0,IF(T$36*$E317^4  +    T$37*$E317^3   +    T$38*$E317^2    +    T$39*$E317   +    T$40>1,1,T$36*$E317^4  +    T$37*$E317^3   +    T$38*$E317^2    +    T$39*$E317   +    T$40))","v":0},{"$f":"IF(AU$16=0,0,IF(U$36*$E317^4  +    U$37*$E317^3   +    U$38*$E317^2    +    U$39*$E317   +    U$40>1,1,U$36*$E317^4  +    U$37*$E317^3   +    U$38*$E317^2    +    U$39*$E317   +    U$40))","v":0},{"$f":"IF(AV$16=0,0,IF(V$36*$E317^4  +    V$37*$E317^3   +    V$38*$E317^2    +    V$39*$E317   +    V$40>1,1,V$36*$E317^4  +    V$37*$E317^3   +    V$38*$E317^2    +    V$39*$E317   +    V$40))","v":0},{"$f":"IF(AW$16=0,0,IF(W$36*$E317^4  +    W$37*$E317^3   +    W$38*$E317^2    +    W$39*$E317   +    W$40>1,1,W$36*$E317^4  +    W$37*$E317^3   +    W$38*$E317^2    +    W$39*$E317   +    W$40))","v":0},{"$f":"IF(AX$16=0,0,IF(X$36*$E317^4  +    X$37*$E317^3   +    X$38*$E317^2    +    X$39*$E317   +    X$40>1,1,X$36*$E317^4  +    X$37*$E317^3   +    X$38*$E317^2    +    X$39*$E317   +    X$40))","v":0},{"$f":"IF(AY$16=0,0,IF(Y$36*$E317^4  +    Y$37*$E317^3   +    Y$38*$E317^2    +    Y$39*$E317   +    Y$40>1,1,Y$36*$E317^4  +    Y$37*$E317^3   +    Y$38*$E317^2    +    Y$39*$E317   +    Y$40))","v":0},null,2.719999999999986,0,0,0,0,{"$f":"IF(AF$43<>0,INDEX(J$45:J$1045, MATCH($AA317*(AF$43/24), $E$45:$E$1045)), 0)","v":0},{"$f":"IF(AG$43<>0,INDEX(K$45:K$1045, MATCH($AA317*(AG$43/24), $E$45:$E$1045)), 0)","v":0},{"$f":"IF(AH$43<>0,INDEX(L$45:L$1045, MATCH($AA317*(AH$43/24), $E$45:$E$1045)), 0)","v":0},{"$f":"IF(AI$43<>0,INDEX(M$45:M$1045, MATCH($AA317*(AI$43/24), $E$45:$E$1045)), 0)","v":0},{"$f":"IF(AJ$43<>0,INDEX(N$45:N$1045, MATCH($AA317*(AJ$43/24), $E$45:$E$1045)), 0)","v":0},{"$f":"IF(AK$43<>0,INDEX(O$45:O$1045, MATCH($AA317*(AK$43/24), $E$45:$E$1045)), 0)","v":0},{"$f":"IF(AL$43<>0,INDEX(P$45:P$1045, MATCH($AA317*(AL$43/24), $E$45:$E$1045)), 0)","v":0},{"$f":"IF(AM$43<>0,INDEX(Q$45:Q$1045, MATCH($AA317*(AM$43/24), $E$45:$E$1045)), 0)","v":0},{"$f":"IF(AN$43<>0,INDEX(R$45:R$1045, MATCH($AA317*(AN$43/24), $E$45:$E$1045)), 0)","v":0},{"$f":"IF(AO$43<>0,INDEX(S$45:S$1045, MATCH($AA317*(AO$43/24), $E$45:$E$1045)), 0)","v":0},{"$f":"IF(AP$43<>0,INDEX(T$45:T$1045, MATCH($AA317*(AP$43/24), $E$45:$E$1045)), 0)","v":0},{"$f":"IF(AQ$43<>0,INDEX(U$45:U$1045, MATCH($AA317*(AQ$43/24), $E$45:$E$1045)), 0)","v":0},{"$f":"IF(AR$43<>0,INDEX(V$45:V$1045, MATCH($AA317*(AR$43/24), $E$45:$E$1045)), 0)","v":0},{"$f":"IF(AS$43<>0,INDEX(W$45:W$1045, MATCH($AA317*(AS$43/24), $E$45:$E$1045)), 0)","v":0},{"$f":"IF(AT$43<>0,INDEX(X$45:X$1045, MATCH($AA317*(AT$43/24), $E$45:$E$1045)), 0)","v":0},{"$f":"IF(AU$43<>0,INDEX(Y$45:Y$1045, MATCH($AA317*(AU$43/24), $E$45:$E$1045)), 0)","v":0}]
[null,null,null,null,2.7299999999999858,0.12603219080782774,0,0,0,0,0,0,0,0,0,0,0,0,0,0,0,0,0,0,0,null,2.7299999999999858,0,0,0,0,0,0,0,0,0,0,0,0,0,0,0,0,0,0,0,0]
[null,null,null,null,2.7399999999999856,0.12648189976587121,0,0,0,0,0,0,0,0,0,0,0,0,0,0,0,0,0,0,0,null,2.7399999999999856,0,0,0,0,0,0,0,0,0,0,0,0,0,0,0,0,0,0,0,0]
[null,null,null,null,2.7499999999999853,0.1269326045213402,0,0,0,0,0,0,0,0,0,0,0,0,0,0,0,0,0,0,0,null,2.7499999999999853,0,0,0,0,0,0,0,0,0,0,0,0,0,0,0,0,0,0,0,0]
[null,null,null,null,2.7599999999999851,0.12738431136250006,0,0,0,0,0,0,0,0,0,0,0,0,0,0,0,0,0,0,0,null,2.7599999999999851,0,0,0,0,0,0,0,0,0,0,0,0,0,0,0,0,0,0,0,0]
[null,null,null,null,2.7699999999999849,0.12783702660389817,0,0,0,0,0,0,0,0,0,0,0,0,0,0,0,0,0,0,0,null,2.7699999999999849,0,0,0,0,0,0,0,0,0,0,0,0,0,0,0,0,0,0,0,0]
[null,null,null,null,2.7799999999999847,0.12829075658636402,0,0,0,0,0,0,0,0,0,0,0,0,0,0,0,0,0,0,0,null,2.7799999999999847,0,0,0,0,0,0,0,0,0,0,0,0,0,0,0,0,0,0,0,0]
[null,null,null,null,2.7899999999999845,0.12874550767700912,0,0,0,0,0,0,0,0,0,0,0,0,0,0,0,0,0,0,0,null,2.7899999999999845,0,0,0,0,0,0,0,0,0,0,0,0,0,0,0,0,0,0,0,0]
[null,null,null,null,2.7999999999999843,0.12920128626922711,0,0,0,0,0,0,0,0,0,0,0,0,0,0,0,0,0,0,0,null,2.7999999999999843,0,0,0,0,0,0,0,0,0,0,0,0,0,0,0,0,0,0,0,0]
[null,null,null,null,2.8099999999999841,0.12965809878269366,0,0,0,0,0,0,0,0,0,0,0,0,0,0,0,0,0,0,0,null,2.8099999999999841,0,0,0,0,0,0,0,0,0,0,0,0,0,0,0,0,0,0,0,0]
[null,null,null,null,2.8199999999999839,0.13011595166336648,0,0,0,0,0,0,0,0,0,0,0,0,0,0,0,0,0,0,0,null,2.8199999999999839,0,0,0,0,0,0,0,0,0,0,0,0,0,0,0,0,0,0,0,0]
[null,null,null,null,2.8299999999999836,0.13057485138348546,0,0,0,0,0,0,0,0,0,0,0,0,0,0,0,0,0,0,0,null,2.8299999999999836,0,0,0,0,0,0,0,0,0,0,0,0,0,0,0,0,0,0,0,0]
[null,null,null,null,2.8399999999999834,0.13103480444157239,0,0,0,0,0,0,0,0,0,0,0,0,0,0,0,0,0,0,0,null,2.8399999999999834,0,0,0,0,0,0,0,0,0,0,0,0,0,0,0,0,0,0,0,0]
[null,null,null,null,2.8499999999999832,0.13149581736243132,0,0,0,0,0,0,0,0,0,0,0,0,0,0,0,0,0,0,0,null,2.8499999999999832,0,0,0,0,0,0,0,0,0,0,0,0,0,0,0,0,0,0,0,0]
[null,null,null,null,2.859999999999983,0.13195789669714825,0,0,0,0,0,0,0,0,0,0,0,0,0,0,0,0,0,0,0,null,2.859999999999983,0,0,0,0,0,0,0,0,0,0,0,0,0,0,0,0,0,0,0,0]
[null,null,null,null,2.8699999999999828,0.13242104902309124,0,0,0,0,0,0,0,0,0,0,0,0,0,0,0,0,0,0,0,null,2.8699999999999828,0,0,0,0,0,0,0,0,0,0,0,0,0,0,0,0,0,0,0,0]
[null,null,null,null,2.8799999999999826,0.1328852809439105,0,0,0,0,0,0,0,0,0,0,0,0,0,0,0,0,0,0,0,null,2.8799999999999826,0,0,0,0,0,0,0,0,0,0,0,0,0,0,0,0,0,0,0,0]
[null,null,null,null,2.8899999999999824,0.13335059908953828,0,0,0,0,0,0,0,0,0,0,0,0,0,0,0,0,0,0,0,null,2.8899999999999824,0,0,0,0,0,0,0,0,0,0,0,0,0,0,0,0,0,0,0,0]
[null,null,null,null,2.8999999999999821,0.13381701011618879,0,0,0,0,0,0,0,0,0,0,0,0,0,0,0,0,0,0,0,null,2.8999999999999821,0,0,0,0,0,0,0,0,0,0,0,0,0,0,0,0,0,0,0,0]
[null,null,null,null,2.9099999999999819,0.13428452070635852,0,0,0,0,0,0,0,0,0,0,0,0,0,0,0,0,0,0,0,null,2.9099999999999819,0,0,0,0,0,0,0,0,0,0,0,0,0,0,0,0,0,0,0,0]
[null,null,null,null,2.9199999999999817,0.13475313756882587,0,0,0,0,0,0,0,0,0,0,0,0,0,0,0,0,0,0,0,null,2.9199999999999817,0,0,0,0,0,0,0,0,0,0,0,0,0,0,0,0,0,0,0,0]
[null,null,null,null,2.9299999999999815,0.13522286743865131,0,0,0,0,0,0,0,0,0,0,0,0,0,0,0,0,0,0,0,null,2.9299999999999815,0,0,0,0,0,0,0,0,0,0,0,0,0,0,0,0,0,0,0,0]
[null,null,null,null,2.9399999999999813,0.13569371707717751,0,0,0,0,0,0,0,0,0,0,0,0,0,0,0,0,0,0,0,null,2.9399999999999813,0,0,0,0,0,0,0,0,0,0,0,0,0,0,0,0,0,0,0,0]
[null,null,null,null,2.9499999999999811,0.13616569327202904,0,0,0,0,0,0,0,0,0,0,0,0,0,0,0,0,0,0,0,null,2.9499999999999811,0,0,0,0,0,0,0,0,0,0,0,0,0,0,0,0,0,0,0,0]
[null,null,null,null,2.9599999999999809,0.13663880283711272,0,0,0,0,0,0,0,0,0,0,0,0,0,0,0,0,0,0,0,null,2.9599999999999809,0,0,0,0,0,0,0,0,0,0,0,0,0,0,0,0,0,0,0,0]
[null,null,null,null,2.9699999999999807,0.13711305261261728,0,0,0,0,0,0,0,0,0,0,0,0,0,0,0,0,0,0,0,null,2.9699999999999807,0,0,0,0,0,0,0,0,0,0,0,0,0,0,0,0,0,0,0,0]
[null,null,null,null,2.9799999999999804,0.13758844946501356,0,0,0,0,0,0,0,0,0,0,0,0,0,0,0,0,0,0,0,null,2.9799999999999804,0,0,0,0,0,0,0,0,0,0,0,0,0,0,0,0,0,0,0,0]
[null,null,null,null,2.9899999999999802,0.13806500028705454,0,0,0,0,0,0,0,0,0,0,0,0,0,0,0,0,0,0,0,null,2.9899999999999802,0,0,0,0,0,0,0,0,0,0,0,0,0,0,0,0,0,0,0,0]
[null,null,null,null,2.99999999999998,0.13854271199777524,0,0,0,0,0,0,0,0,0,0,0,0,0,0,0,0,0,0,0,null,2.99999999999998,0,0,0,0,0,0,0,0,0,0,0,0,0,0,0,0,0,0,0,0]
[null,null,null,null,3.0099999999999798,0.13902159154249266,0,0,0,0,0,0,0,0,0,0,0,0,0,0,0,0,0,0,0,null,3.0099999999999798,0,0,0,0,0,0,0,0,0,0,0,0,0,0,0,0,0,0,0,0]
[null,null,null,null,3.0199999999999796,0.13950164589280603,0,0,0,0,0,0,0,0,0,0,0,0,0,0,0,0,0,0,0,null,3.0199999999999796,0,0,0,0,0,0,0,0,0,0,0,0,0,0,0,0,0,0,0,0]
[null,null,null,null,3.0299999999999794,0.13998288204659648,0,0,0,0,0,0,0,0,0,0,0,0,0,0,0,0,0,0,0,null,3.0299999999999794,0,0,0,0,0,0,0,0,0,0,0,0,0,0,0,0,0,0,0,0]
[null,null,null,null,3.0399999999999792,0.14046530702802737,0,0,0,0,0,0,0,0,0,0,0,0,0,0,0,0,0,0,0,null,3.0399999999999792,0,0,0,0,0,0,0,0,0,0,0,0,0,0,0,0,0,0,0,0]
[null,null,null,null,3.049999999999979,0.14094892788754398,0,0,0,0,0,0,0,0,0,0,0,0,0,0,0,0,0,0,0,null,3.049999999999979,0,0,0,0,0,0,0,0,0,0,0,0,0,0,0,0,0,0,0,0]
[null,null,null,null,3.0599999999999787,0.14143375170187378,0,0,0,0,0,0,0,0,0,0,0,0,0,0,0,0,0,0,0,null,3.0599999999999787,0,0,0,0,0,0,0,0,0,0,0,0,0,0,0,0,0,0,0,0]
[null,null,null,null,3.0699999999999785,0.14191978557402624,0,0,0,0,0,0,0,0,0,0,0,0,0,0,0,0,0,0,0,null,3.0699999999999785,0,0,0,0,0,0,0,0,0,0,0,0,0,0,0,0,0,0,0,0]
[null,null,null,null,3.0799999999999783,0.14240703663329293,0,0,0,0,0,0,0,0,0,0,0,0,0,0,0,0,0,0,0,null,3.0799999999999783,0,0,0,0,0,0,0,0,0,0,0,0,0,0,0,0,0,0,0,0]
[null,null,null,null,3.0899999999999781,0.14289551203524747,0,0,0,0,0,0,0,0,0,0,0,0,0,0,0,0,0,0,0,null,3.0899999999999781,0,0,0,0,0,0,0,0,0,0,0,0,0,0,0,0,0,0,0,0]
[null,null,null,null,3.0999999999999779,0.14338521896174558,0,0,0,0,0,0,0,0,0,0,0,0,0,0,0,0,0,0,0,null,3.0999999999999779,0,0,0,0,0,0,0,0,0,0,0,0,0,0,0,0,0,0,0,0]
[null,null,null,null,3.1099999999999777,0.14387616462092501,0,0,0,0,0,0,0,0,0,0,0,0,0,0,0,0,0,0,0,null,3.1099999999999777,0,0,0,0,0,0,0,0,0,0,0,0,0,0,0,0,0,0,0,0]
[null,null,null,null,3.1199999999999775,0.14436835624720562,0,0,0,0,0,0,0,0,0,0,0,0,0,0,0,0,0,0,0,null,3.1199999999999775,0,0,0,0,0,0,0,0,0,0,0,0,0,0,0,0,0,0,0,0]
[null,null,null,null,3.1299999999999772,0.14486180110128929,0,0,0,0,0,0,0,0,0,0,0,0,0,0,0,0,0,0,0,null,3.1299999999999772,0,0,0,0,0,0,0,0,0,0,0,0,0,0,0,0,0,0,0,0]
[null,null,null,null,3.139999999999977,0.14535650647016002,0,0,0,0,0,0,0,0,0,0,0,0,0,0,0,0,0,0,0,null,3.139999999999977,0,0,0,0,0,0,0,0,0,0,0,0,0,0,0,0,0,0,0,0]
[null,null,null,null,3.1499999999999768,0.14585247966708387,0,0,0,0,0,0,0,0,0,0,0,0,0,0,0,0,0,0,0,null,3.1499999999999768,0,0,0,0,0,0,0,0,0,0,0,0,0,0,0,0,0,0,0,0]
[null,null,null,null,3.1599999999999766,0.14634972803160895,0,0,0,0,0,0,0,0,0,0,0,0,0,0,0,0,0,0,0,null,3.1599999999999766,0,0,0,0,0,0,0,0,0,0,0,0,0,0,0,0,0,0,0,0]
[null,null,null,null,3.1699999999999764,0.14684825892956541,0,0,0,0,0,0,0,0,0,0,0,0,0,0,0,0,0,0,0,null,3.1699999999999764,0,0,0,0,0,0,0,0,0,0,0,0,0,0,0,0,0,0,0,0]
[null,null,null,null,3.1799999999999762,0.14734807975306558,0,0,0,0,0,0,0,0,0,0,0,0,0,0,0,0,0,0,0,null,3.1799999999999762,0,0,0,0,0,0,0,0,0,0,0,0,0,0,0,0,0,0,0,0]
[null,null,null,null,3.189999999999976,0.14784919792050372,0,0,0,0,0,0,0,0,0,0,0,0,0,0,0,0,0,0,0,null,3.189999999999976,0,0,0,0,0,0,0,0,0,0,0,0,0,0,0,0,0,0,0,0]
[null,null,null,null,3.1999999999999758,0.14835162087655626,0,0,0,0,0,0,0,0,0,0,0,0,0,0,0,0,0,0,0,null,3.1999999999999758,0,0,0,0,0,0,0,0,0,0,0,0,0,0,0,0,0,0,0,0]
[null,null,null,null,{"$f":"E365+0.01","v":3.2099999999999755},{"$f":"IF(AF$16=0,0,IF(F$36*$E366^4  +    F$37*$E366^3   +    F$38*$E366^2    +    F$39*$E366   +    F$40>1,1,F$36*$E366^4  +    F$37*$E366^3   +    F$38*$E366^2    +    F$39*$E366   +    F$40))","v":0.1488553560921817},{"$f":"IF(AG$16=0,0,IF(G$36*$E366^4  +    G$37*$E366^3   +    G$38*$E366^2    +    G$39*$E366   +    G$40>1,1,G$36*$E366^4  +    G$37*$E366^3   +    G$38*$E366^2    +    G$39*$E366   +    G$40))","v":0},{"$f":"IF(AH$16=0,0,IF(H$36*$E366^4  +    H$37*$E366^3   +    H$38*$E366^2    +    H$39*$E366   +    H$40>1,1,H$36*$E366^4  +    H$37*$E366^3   +    H$38*$E366^2    +    H$39*$E366   +    H$40))","v":0},{"$f":"IF(AI$16=0,0,IF(I$36*$E366^4  +    I$37*$E366^3   +    I$38*$E366^2    +    I$39*$E366   +    I$40>1,1,I$36*$E366^4  +    I$37*$E366^3   +    I$38*$E366^2    +    I$39*$E366   +    I$40))","v":0},0,0,0,0,0,0,0,0,0,0,0,0,0,0,0,0,null,{"$f":"AA365+0.01","v":3.2099999999999755},{"$f":"IF(AB$43<>0,INDEX(F$45:F$1045, MATCH($AA366*(AB$43/24), $E$45:$E$1045)), 0)","v":0},{"$f":"IF(AC$43<>0,INDEX(G$45:G$1045, MATCH($AA366*(AC$43/24), $E$45:$E$1045)), 0)","v":0},{"$f":"IF(AD$43<>0,INDEX(H$45:H$1045, MATCH($AA366*(AD$43/24), $E$45:$E$1045)), 0)","v":0},{"$f":"IF(AE$43<>0,INDEX(I$45:I$1045, MATCH($AA366*(AE$43/24), $E$45:$E$1045)), 0)","v":0},0,0,0,0,0,0,0,0,0,0,0,0,0,0,0,0]
[null,null,null,null,3.2199999999999753,0.1493604110646205,0,0,0,0,0,0,0,0,0,0,0,0,0,0,0,0,0,0,0,null,3.2199999999999753,0,0,0,0,0,0,0,0,0,0,0,0,0,0,0,0,0,0,0,0]
[null,null,null,null,3.2299999999999751,0.14986679331739533,0,0,0,0,0,0,0,0,0,0,0,0,0,0,0,0,0,0,0,null,3.2299999999999751,0,0,0,0,0,0,0,0,0,0,0,0,0,0,0,0,0,0,0,0]
[null,null,null,null,3.2399999999999749,0.15037451040031083,0,0,0,0,0,0,0,0,0,0,0,0,0,0,0,0,0,0,0,null,3.2399999999999749,0,0,0,0,0,0,0,0,0,0,0,0,0,0,0,0,0,0,0,0]
[null,null,null,null,3.2499999999999747,0.15088356988945378,0,0,0,0,0,0,0,0,0,0,0,0,0,0,0,0,0,0,0,null,3.2499999999999747,0,0,0,0,0,0,0,0,0,0,0,0,0,0,0,0,0,0,0,0]
[null,null,null,null,3.2599999999999745,0.15139397938719296,0,0,0,0,0,0,0,0,0,0,0,0,0,0,0,0,0,0,0,null,3.2599999999999745,0,0,0,0,0,0,0,0,0,0,0,0,0,0,0,0,0,0,0,0]
[null,null,null,null,3.2699999999999743,0.15190574652217928,0,0,0,0,0,0,0,0,0,0,0,0,0,0,0,0,0,0,0,null,3.2699999999999743,0,0,0,0,0,0,0,0,0,0,0,0,0,0,0,0,0,0,0,0]
[null,null,null,null,3.279999999999974,0.15241887894934569,0,0,0,0,0,0,0,0,0,0,0,0,0,0,0,0,0,0,0,null,3.279999999999974,0,0,0,0,0,0,0,0,0,0,0,0,0,0,0,0,0,0,0,0]
[null,null,null,null,3.2899999999999738,0.15293338434990722,0,0,0,0,0,0,0,0,0,0,0,0,0,0,0,0,0,0,0,null,3.2899999999999738,0,0,0,0,0,0,0,0,0,0,0,0,0,0,0,0,0,0,0,0]
[null,null,null,null,3.2999999999999736,0.15344927043136097,0,0,0,0,0,0,0,0,0,0,0,0,0,0,0,0,0,0,0,null,3.2999999999999736,0,0,0,0,0,0,0,0,0,0,0,0,0,0,0,0,0,0,0,0]
[null,null,null,null,3.3099999999999734,0.15396654492748607,0,0,0,0,0,0,0,0,0,0,0,0,0,0,0,0,0,0,0,null,3.3099999999999734,0,0,0,0,0,0,0,0,0,0,0,0,0,0,0,0,0,0,0,0]
[null,null,null,null,3.3199999999999732,0.15448521559834377,0,0,0,0,0,0,0,0,0,0,0,0,0,0,0,0,0,0,0,null,3.3199999999999732,0,0,0,0,0,0,0,0,0,0,0,0,0,0,0,0,0,0,0,0]
[null,null,null,null,3.329999999999973,0.15500529023027743,0,0,0,0,0,0,0,0,0,0,0,0,0,0,0,0,0,0,0,null,3.329999999999973,0,0,0,0,0,0,0,0,0,0,0,0,0,0,0,0,0,0,0,0]
[null,null,null,null,3.3399999999999728,0.15552677663591236,0,0,0,0,0,0,0,0,0,0,0,0,0,0,0,0,0,0,0,null,3.3399999999999728,0,0,0,0,0,0,0,0,0,0,0,0,0,0,0,0,0,0,0,0]
[null,null,null,null,3.3499999999999726,0.15604968265415597,0,0,0,0,0,0,0,0,0,0,0,0,0,0,0,0,0,0,0,null,3.3499999999999726,0,0,0,0,0,0,0,0,0,0,0,0,0,0,0,0,0,0,0,0]
[null,null,null,null,3.3599999999999723,0.15657401615019789,0,0,0,{"$f":"IF(AJ$16=0,0,IF(J$36*$E381^4  +    J$37*$E381^3   +    J$38*$E381^2    +    J$39*$E381   +    J$40>1,1,J$36*$E381^4  +    J$37*$E381^3   +    J$38*$E381^2    +    J$39*$E381   +    J$40))","v":0},{"$f":"IF(AK$16=0,0,IF(K$36*$E381^4  +    K$37*$E381^3   +    K$38*$E381^2    +    K$39*$E381   +    K$40>1,1,K$36*$E381^4  +    K$37*$E381^3   +    K$38*$E381^2    +    K$39*$E381   +    K$40))","v":0},{"$f":"IF(AL$16=0,0,IF(L$36*$E381^4  +    L$37*$E381^3   +    L$38*$E381^2    +    L$39*$E381   +    L$40>1,1,L$36*$E381^4  +    L$37*$E381^3   +    L$38*$E381^2    +    L$39*$E381   +    L$40))","v":0},{"$f":"IF(AM$16=0,0,IF(M$36*$E381^4  +    M$37*$E381^3   +    M$38*$E381^2    +    M$39*$E381   +    M$40>1,1,M$36*$E381^4  +    M$37*$E381^3   +    M$38*$E381^2    +    M$39*$E381   +    M$40))","v":0},{"$f":"IF(AN$16=0,0,IF(N$36*$E381^4  +    N$37*$E381^3   +    N$38*$E381^2    +    N$39*$E381   +    N$40>1,1,N$36*$E381^4  +    N$37*$E381^3   +    N$38*$E381^2    +    N$39*$E381   +    N$40))","v":0},{"$f":"IF(AO$16=0,0,IF(O$36*$E381^4  +    O$37*$E381^3   +    O$38*$E381^2    +    O$39*$E381   +    O$40>1,1,O$36*$E381^4  +    O$37*$E381^3   +    O$38*$E381^2    +    O$39*$E381   +    O$40))","v":0},{"$f":"IF(AP$16=0,0,IF(P$36*$E381^4  +    P$37*$E381^3   +    P$38*$E381^2    +    P$39*$E381   +    P$40>1,1,P$36*$E381^4  +    P$37*$E381^3   +    P$38*$E381^2    +    P$39*$E381   +    P$40))","v":0},{"$f":"IF(AQ$16=0,0,IF(Q$36*$E381^4  +    Q$37*$E381^3   +    Q$38*$E381^2    +    Q$39*$E381   +    Q$40>1,1,Q$36*$E381^4  +    Q$37*$E381^3   +    Q$38*$E381^2    +    Q$39*$E381   +    Q$40))","v":0},{"$f":"IF(AR$16=0,0,IF(R$36*$E381^4  +    R$37*$E381^3   +    R$38*$E381^2    +    R$39*$E381   +    R$40>1,1,R$36*$E381^4  +    R$37*$E381^3   +    R$38*$E381^2    +    R$39*$E381   +    R$40))","v":0},{"$f":"IF(AS$16=0,0,IF(S$36*$E381^4  +    S$37*$E381^3   +    S$38*$E381^2    +    S$39*$E381   +    S$40>1,1,S$36*$E381^4  +    S$37*$E381^3   +    S$38*$E381^2    +    S$39*$E381   +    S$40))","v":0},{"$f":"IF(AT$16=0,0,IF(T$36*$E381^4  +    T$37*$E381^3   +    T$38*$E381^2    +    T$39*$E381   +    T$40>1,1,T$36*$E381^4  +    T$37*$E381^3   +    T$38*$E381^2    +    T$39*$E381   +    T$40))","v":0},{"$f":"IF(AU$16=0,0,IF(U$36*$E381^4  +    U$37*$E381^3   +    U$38*$E381^2    +    U$39*$E381   +    U$40>1,1,U$36*$E381^4  +    U$37*$E381^3   +    U$38*$E381^2    +    U$39*$E381   +    U$40))","v":0},{"$f":"IF(AV$16=0,0,IF(V$36*$E381^4  +    V$37*$E381^3   +    V$38*$E381^2    +    V$39*$E381   +    V$40>1,1,V$36*$E381^4  +    V$37*$E381^3   +    V$38*$E381^2    +    V$39*$E381   +    V$40))","v":0},{"$f":"IF(AW$16=0,0,IF(W$36*$E381^4  +    W$37*$E381^3   +    W$38*$E381^2    +    W$39*$E381   +    W$40>1,1,W$36*$E381^4  +    W$37*$E381^3   +    W$38*$E381^2    +    W$39*$E381   +    W$40))","v":0},{"$f":"IF(AX$16=0,0,IF(X$36*$E381^4  +    X$37*$E381^3   +    X$38*$E381^2    +    X$39*$E381   +    X$40>1,1,X$36*$E381^4  +    X$37*$E381^3   +    X$38*$E381^2    +    X$39*$E381   +    X$40))","v":0},{"$f":"IF(AY$16=0,0,IF(Y$36*$E381^4  +    Y$37*$E381^3   +    Y$38*$E381^2    +    Y$39*$E381   +    Y$40>1,1,Y$36*$E381^4  +    Y$37*$E381^3   +    Y$38*$E381^2    +    Y$39*$E381   +    Y$40))","v":0},null,3.3599999999999723,0,0,0,0,{"$f":"IF(AF$43<>0,INDEX(J$45:J$1045, MATCH($AA381*(AF$43/24), $E$45:$E$1045)), 0)","v":0},{"$f":"IF(AG$43<>0,INDEX(K$45:K$1045, MATCH($AA381*(AG$43/24), $E$45:$E$1045)), 0)","v":0},{"$f":"IF(AH$43<>0,INDEX(L$45:L$1045, MATCH($AA381*(AH$43/24), $E$45:$E$1045)), 0)","v":0},{"$f":"IF(AI$43<>0,INDEX(M$45:M$1045, MATCH($AA381*(AI$43/24), $E$45:$E$1045)), 0)","v":0},{"$f":"IF(AJ$43<>0,INDEX(N$45:N$1045, MATCH($AA381*(AJ$43/24), $E$45:$E$1045)), 0)","v":0},{"$f":"IF(AK$43<>0,INDEX(O$45:O$1045, MATCH($AA381*(AK$43/24), $E$45:$E$1045)), 0)","v":0},{"$f":"IF(AL$43<>0,INDEX(P$45:P$1045, MATCH($AA381*(AL$43/24), $E$45:$E$1045)), 0)","v":0},{"$f":"IF(AM$43<>0,INDEX(Q$45:Q$1045, MATCH($AA381*(AM$43/24), $E$45:$E$1045)), 0)","v":0},{"$f":"IF(AN$43<>0,INDEX(R$45:R$1045, MATCH($AA381*(AN$43/24), $E$45:$E$1045)), 0)","v":0},{"$f":"IF(AO$43<>0,INDEX(S$45:S$1045, MATCH($AA381*(AO$43/24), $E$45:$E$1045)), 0)","v":0},{"$f":"IF(AP$43<>0,INDEX(T$45:T$1045, MATCH($AA381*(AP$43/24), $E$45:$E$1045)), 0)","v":0},{"$f":"IF(AQ$43<>0,INDEX(U$45:U$1045, MATCH($AA381*(AQ$43/24), $E$45:$E$1045)), 0)","v":0},{"$f":"IF(AR$43<>0,INDEX(V$45:V$1045, MATCH($AA381*(AR$43/24), $E$45:$E$1045)), 0)","v":0},{"$f":"IF(AS$43<>0,INDEX(W$45:W$1045, MATCH($AA381*(AS$43/24), $E$45:$E$1045)), 0)","v":0},{"$f":"IF(AT$43<>0,INDEX(X$45:X$1045, MATCH($AA381*(AT$43/24), $E$45:$E$1045)), 0)","v":0},{"$f":"IF(AU$43<>0,INDEX(Y$45:Y$1045, MATCH($AA381*(AU$43/24), $E$45:$E$1045)), 0)","v":0}]
[null,null,null,null,3.3699999999999721,0.15709978501550961,0,0,0,0,0,0,0,0,0,0,0,0,0,0,0,0,0,0,0,null,3.3699999999999721,0,0,0,0,0,0,0,0,0,0,0,0,0,0,0,0,0,0,0,0]
[null,null,null,null,3.3799999999999719,0.15762699716784478,0,0,0,0,0,0,0,0,0,0,0,0,0,0,0,0,0,0,0,null,3.3799999999999719,0,0,0,0,0,0,0,0,0,0,0,0,0,0,0,0,0,0,0,0]
[null,null,null,null,3.3899999999999717,0.1581556605512392,0,0,0,0,0,0,0,0,0,0,0,0,0,0,0,0,0,0,0,null,3.3899999999999717,0,0,0,0,0,0,0,0,0,0,0,0,0,0,0,0,0,0,0,0]
[null,null,null,null,3.3999999999999715,0.15868578313601059,0,0,0,0,0,0,0,0,0,0,0,0,0,0,0,0,0,0,0,null,3.3999999999999715,0,0,0,0,0,0,0,0,0,0,0,0,0,0,0,0,0,0,0,0]
[null,null,null,null,3.4099999999999713,0.15921737291875884,0,0,0,0,0,0,0,0,0,0,0,0,0,0,0,0,0,0,0,null,3.4099999999999713,0,0,0,0,0,0,0,0,0,0,0,0,0,0,0,0,0,0,0,0]
[null,null,null,null,3.4199999999999711,0.15975043792236587,0,0,0,0,0,0,0,0,0,0,0,0,0,0,0,0,0,0,0,null,3.4199999999999711,0,0,0,0,0,0,0,0,0,0,0,0,0,0,0,0,0,0,0,0]
[null,null,null,null,3.4299999999999708,0.16028498619599571,0,0,0,0,0,0,0,0,0,0,0,0,0,0,0,0,0,0,0,null,3.4299999999999708,0,0,0,0,0,0,0,0,0,0,0,0,0,0,0,0,0,0,0,0]
[null,null,null,null,3.4399999999999706,0.16082102581509439,0,0,0,0,0,0,0,0,0,0,0,0,0,0,0,0,0,0,0,null,3.4399999999999706,0,0,0,0,0,0,0,0,0,0,0,0,0,0,0,0,0,0,0,0]
[null,null,null,null,3.4499999999999704,0.16135856488139008,0,0,0,0,0,0,0,0,0,0,0,0,0,0,0,0,0,0,0,null,3.4499999999999704,0,0,0,0,0,0,0,0,0,0,0,0,0,0,0,0,0,0,0,0]
[null,null,null,null,3.4599999999999702,0.16189761152289298,0,0,0,0,0,0,0,0,0,0,0,0,0,0,0,0,0,0,0,null,3.4599999999999702,0,0,0,0,0,0,0,0,0,0,0,0,0,0,0,0,0,0,0,0]
[null,null,null,null,3.46999999999997,0.16243817389389537,0,0,0,0,0,0,0,0,0,0,0,0,0,0,0,0,0,0,0,null,3.46999999999997,0,0,0,0,0,0,0,0,0,0,0,0,0,0,0,0,0,0,0,0]
[null,null,null,null,3.4799999999999698,0.16298026017497158,0,0,0,0,0,0,0,0,0,0,0,0,0,0,0,0,0,0,0,null,3.4799999999999698,0,0,0,0,0,0,0,0,0,0,0,0,0,0,0,0,0,0,0,0]
[null,null,null,null,3.4899999999999696,0.16352387857297809,0,0,0,0,0,0,0,0,0,0,0,0,0,0,0,0,0,0,0,null,3.4899999999999696,0,0,0,0,0,0,0,0,0,0,0,0,0,0,0,0,0,0,0,0]
[null,null,null,null,3.4999999999999694,0.16406903732105335,0,0,0,0,0,0,0,0,0,0,0,0,0,0,0,0,0,0,0,null,3.4999999999999694,0,0,0,0,0,0,0,0,0,0,0,0,0,0,0,0,0,0,0,0]
[null,null,null,null,3.5099999999999691,0.16461574467861789,0,0,0,0,0,0,0,0,0,0,0,0,0,0,0,0,0,0,0,null,3.5099999999999691,0,0,0,0,0,0,0,0,0,0,0,0,0,0,0,0,0,0,0,0]
[null,null,null,null,3.5199999999999689,0.1651640089313744,0,0,0,0,0,0,0,0,0,0,0,0,0,0,0,0,0,0,0,null,3.5199999999999689,0,0,0,0,0,0,0,0,0,0,0,0,0,0,0,0,0,0,0,0]
[null,null,null,null,3.5299999999999687,0.16571383839130752,0,0,0,0,0,0,0,0,0,0,0,0,0,0,0,0,0,0,0,null,3.5299999999999687,0,0,0,0,0,0,0,0,0,0,0,0,0,0,0,0,0,0,0,0]
[null,null,null,null,3.5399999999999685,0.16626524139668405,0,0,0,0,0,0,0,0,0,0,0,0,0,0,0,0,0,0,0,null,3.5399999999999685,0,0,0,0,0,0,0,0,0,0,0,0,0,0,0,0,0,0,0,0]
[null,null,null,null,3.5499999999999683,0.16681822631205284,0,0,0,0,0,0,0,0,0,0,0,0,0,0,0,0,0,0,0,null,3.5499999999999683,0,0,0,0,0,0,0,0,0,0,0,0,0,0,0,0,0,0,0,0]
[null,null,null,null,3.5599999999999681,0.16737280152824477,0,0,0,0,0,0,0,0,0,0,0,0,0,0,0,0,0,0,0,null,3.5599999999999681,0,0,0,0,0,0,0,0,0,0,0,0,0,0,0,0,0,0,0,0]
[null,null,null,null,3.5699999999999679,0.16792897546237281,0,0,0,0,0,0,0,0,0,0,0,0,0,0,0,0,0,0,0,null,3.5699999999999679,0,0,0,0,0,0,0,0,0,0,0,0,0,0,0,0,0,0,0,0]
[null,null,null,null,3.5799999999999677,0.16848675655783207,0,0,0,0,0,0,0,0,0,0,0,0,0,0,0,0,0,0,0,null,3.5799999999999677,0,0,0,0,0,0,0,0,0,0,0,0,0,0,0,0,0,0,0,0]
[null,null,null,null,3.5899999999999674,0.16904615328429962,0,0,0,0,0,0,0,0,0,0,0,0,0,0,0,0,0,0,0,null,3.5899999999999674,0,0,0,0,0,0,0,0,0,0,0,0,0,0,0,0,0,0,0,0]
[null,null,null,null,3.5999999999999672,0.16960717413773463,0,0,0,0,0,0,0,0,0,0,0,0,0,0,0,0,0,0,0,null,3.5999999999999672,0,0,0,0,0,0,0,0,0,0,0,0,0,0,0,0,0,0,0,0]
[null,null,null,null,3.609999999999967,0.17016982764037838,0,0,0,0,0,0,0,0,0,0,0,0,0,0,0,0,0,0,0,null,3.609999999999967,0,0,0,0,0,0,0,0,0,0,0,0,0,0,0,0,0,0,0,0]
[null,null,null,null,3.6199999999999668,0.17073412234075419,0,0,0,0,0,0,0,0,0,0,0,0,0,0,0,0,0,0,0,null,3.6199999999999668,0,0,0,0,0,0,0,0,0,0,0,0,0,0,0,0,0,0,0,0]
[null,null,null,null,3.6299999999999666,0.17130006681366747,0,0,0,0,0,0,0,0,0,0,0,0,0,0,0,0,0,0,0,null,3.6299999999999666,0,0,0,0,0,0,0,0,0,0,0,0,0,0,0,0,0,0,0,0]
[null,null,null,null,3.6399999999999664,0.17186766966020564,0,0,0,0,0,0,0,0,0,0,0,0,0,0,0,0,0,0,0,null,3.6399999999999664,0,0,0,0,0,0,0,0,0,0,0,0,0,0,0,0,0,0,0,0]
[null,null,null,null,3.6499999999999662,0.17243693950773831,0,0,0,0,0,0,0,0,0,0,0,0,0,0,0,0,0,0,0,null,3.6499999999999662,0,0,0,0,0,0,0,0,0,0,0,0,0,0,0,0,0,0,0,0]
[null,null,null,null,3.6599999999999659,0.17300788500991704,0,0,0,0,0,0,0,0,0,0,0,0,0,0,0,0,0,0,0,null,3.6599999999999659,0,0,0,0,0,0,0,0,0,0,0,0,0,0,0,0,0,0,0,0]
[null,null,null,null,3.6699999999999657,0.17358051484667547,0,0,0,0,0,0,0,0,0,0,0,0,0,0,0,0,0,0,0,null,3.6699999999999657,0,0,0,0,0,0,0,0,0,0,0,0,0,0,0,0,0,0,0,0]
[null,null,null,null,3.6799999999999655,0.17415483772422943,0,0,0,0,0,0,0,0,0,0,0,0,0,0,0,0,0,0,0,null,3.6799999999999655,0,0,0,0,0,0,0,0,0,0,0,0,0,0,0,0,0,0,0,0]
[null,null,null,null,3.6899999999999653,0.17473086237507668,0,0,0,0,0,0,0,0,0,0,0,0,0,0,0,0,0,0,0,null,3.6899999999999653,0,0,0,0,0,0,0,0,0,0,0,0,0,0,0,0,0,0,0,0]
[null,null,null,null,3.6999999999999651,0.1753085975579971,0,0,0,0,0,0,0,0,0,0,0,0,0,0,0,0,0,0,0,null,3.6999999999999651,0,0,0,0,0,0,0,0,0,0,0,0,0,0,0,0,0,0,0,0]
[null,null,null,null,3.7099999999999649,0.17588805205805266,0,0,0,0,0,0,0,0,0,0,0,0,0,0,0,0,0,0,0,null,3.7099999999999649,0,0,0,0,0,0,0,0,0,0,0,0,0,0,0,0,0,0,0,0]
[null,null,null,null,3.7199999999999647,0.17646923468658737,0,0,0,0,0,0,0,0,0,0,0,0,0,0,0,0,0,0,0,null,3.7199999999999647,0,0,0,0,0,0,0,0,0,0,0,0,0,0,0,0,0,0,0,0]
[null,null,null,null,3.7299999999999645,0.17705215428122736,0,0,0,0,0,0,0,0,0,0,0,0,0,0,0,0,0,0,0,null,3.7299999999999645,0,0,0,0,0,0,0,0,0,0,0,0,0,0,0,0,0,0,0,0]
[null,null,null,null,3.7399999999999642,0.17763681970588074,0,0,0,0,0,0,0,0,0,0,0,0,0,0,0,0,0,0,0,null,3.7399999999999642,0,0,0,0,0,0,0,0,0,0,0,0,0,0,0,0,0,0,0,0]
[null,null,null,null,3.749999999999964,0.17822323985073779,0,0,0,0,0,0,0,0,0,0,0,0,0,0,0,0,0,0,0,null,3.749999999999964,0,0,0,0,0,0,0,0,0,0,0,0,0,0,0,0,0,0,0,0]
[null,null,null,null,3.7599999999999638,0.17881142363227076,0,0,0,0,0,0,0,0,0,0,0,0,0,0,0,0,0,0,0,null,3.7599999999999638,0,0,0,0,0,0,0,0,0,0,0,0,0,0,0,0,0,0,0,0]
[null,null,null,null,3.7699999999999636,0.17940137999323411,0,0,0,0,0,0,0,0,0,0,0,0,0,0,0,0,0,0,0,null,3.7699999999999636,0,0,0,0,0,0,0,0,0,0,0,0,0,0,0,0,0,0,0,0]
[null,null,null,null,3.7799999999999634,0.17999311790266417,0,0,0,0,0,0,0,0,0,0,0,0,0,0,0,0,0,0,0,null,3.7799999999999634,0,0,0,0,0,0,0,0,0,0,0,0,0,0,0,0,0,0,0,0]
[null,null,null,null,3.7899999999999632,0.18058664635587951,0,0,0,0,0,0,0,0,0,0,0,0,0,0,0,0,0,0,0,null,3.7899999999999632,0,0,0,0,0,0,0,0,0,0,0,0,0,0,0,0,0,0,0,0]
[null,null,null,null,3.799999999999963,0.18118197437448072,0,0,0,0,0,0,0,0,0,0,0,0,0,0,0,0,0,0,0,null,3.799999999999963,0,0,0,0,0,0,0,0,0,0,0,0,0,0,0,0,0,0,0,0]
[null,null,null,null,3.8099999999999627,0.18177911100635044,0,0,0,0,0,0,0,0,0,0,0,0,0,0,0,0,0,0,0,null,3.8099999999999627,0,0,0,0,0,0,0,0,0,0,0,0,0,0,0,0,0,0,0,0]
[null,null,null,null,3.8199999999999625,0.1823780653256534,0,0,0,0,0,0,0,0,0,0,0,0,0,0,0,0,0,0,0,null,3.8199999999999625,0,0,0,0,0,0,0,0,0,0,0,0,0,0,0,0,0,0,0,0]
[null,null,null,null,3.8299999999999623,0.18297884643283635,0,0,0,0,0,0,0,0,0,0,0,0,0,0,0,0,0,0,0,null,3.8299999999999623,0,0,0,0,0,0,0,0,0,0,0,0,0,0,0,0,0,0,0,0]
[null,null,null,null,3.8399999999999621,0.1835814634546282,0,0,0,0,0,0,0,0,0,0,0,0,0,0,0,0,0,0,0,null,3.8399999999999621,0,0,0,0,0,0,0,0,0,0,0,0,0,0,0,0,0,0,0,0]
[null,null,null,null,{"$f":"E429+0.01","v":3.8499999999999619},{"$f":"IF(AF$16=0,0,IF(F$36*$E430^4  +    F$37*$E430^3   +    F$38*$E430^2    +    F$39*$E430   +    F$40>1,1,F$36*$E430^4  +    F$37*$E430^3   +    F$38*$E430^2    +    F$39*$E430   +    F$40))","v":0.18418592554403984},{"$f":"IF(AG$16=0,0,IF(G$36*$E430^4  +    G$37*$E430^3   +    G$38*$E430^2    +    G$39*$E430   +    G$40>1,1,G$36*$E430^4  +    G$37*$E430^3   +    G$38*$E430^2    +    G$39*$E430   +    G$40))","v":0},{"$f":"IF(AH$16=0,0,IF(H$36*$E430^4  +    H$37*$E430^3   +    H$38*$E430^2    +    H$39*$E430   +    H$40>1,1,H$36*$E430^4  +    H$37*$E430^3   +    H$38*$E430^2    +    H$39*$E430   +    H$40))","v":0},{"$f":"IF(AI$16=0,0,IF(I$36*$E430^4  +    I$37*$E430^3   +    I$38*$E430^2    +    I$39*$E430   +    I$40>1,1,I$36*$E430^4  +    I$37*$E430^3   +    I$38*$E430^2    +    I$39*$E430   +    I$40))","v":0},0,0,0,0,0,0,0,0,0,0,0,0,0,0,0,0,null,{"$f":"AA429+0.01","v":3.8499999999999619},{"$f":"IF(AB$43<>0,INDEX(F$45:F$1045, MATCH($AA430*(AB$43/24), $E$45:$E$1045)), 0)","v":0},{"$f":"IF(AC$43<>0,INDEX(G$45:G$1045, MATCH($AA430*(AC$43/24), $E$45:$E$1045)), 0)","v":0},{"$f":"IF(AD$43<>0,INDEX(H$45:H$1045, MATCH($AA430*(AD$43/24), $E$45:$E$1045)), 0)","v":0},{"$f":"IF(AE$43<>0,INDEX(I$45:I$1045, MATCH($AA430*(AE$43/24), $E$45:$E$1045)), 0)","v":0},0,0,0,0,0,0,0,0,0,0,0,0,0,0,0,0]
[null,null,null,null,3.8599999999999617,0.18479224188036431,0,0,0,0,0,0,0,0,0,0,0,0,0,0,0,0,0,0,0,null,3.8599999999999617,0,0,0,0,0,0,0,0,0,0,0,0,0,0,0,0,0,0,0,0]
[null,null,null,null,3.8699999999999615,0.18540042166917664,0,0,0,0,0,0,0,0,0,0,0,0,0,0,0,0,0,0,0,null,3.8699999999999615,0,0,0,0,0,0,0,0,0,0,0,0,0,0,0,0,0,0,0,0]
[null,null,null,null,3.8799999999999613,0.18601047414233401,0,0,0,0,0,0,0,0,0,0,0,0,0,0,0,0,0,0,0,null,3.8799999999999613,0,0,0,0,0,0,0,0,0,0,0,0,0,0,0,0,0,0,0,0]
[null,null,null,null,3.889999999999961,0.1866224085579756,0,0,0,0,0,0,0,0,0,0,0,0,0,0,0,0,0,0,0,null,3.889999999999961,0,0,0,0,0,0,0,0,0,0,0,0,0,0,0,0,0,0,0,0]
[null,null,null,null,3.8999999999999608,0.18723623420052268,0,0,0,0,0,0,0,0,0,0,0,0,0,0,0,0,0,0,0,null,3.8999999999999608,0,0,0,0,0,0,0,0,0,0,0,0,0,0,0,0,0,0,0,0]
[null,null,null,null,3.9099999999999606,0.18785196038067861,0,0,0,0,0,0,0,0,0,0,0,0,0,0,0,0,0,0,0,null,3.9099999999999606,0,0,0,0,0,0,0,0,0,0,0,0,0,0,0,0,0,0,0,0]
[null,null,null,null,3.9199999999999604,0.18846959643542879,0,0,0,0,0,0,0,0,0,0,0,0,0,0,0,0,0,0,0,null,3.9199999999999604,0,0,0,0,0,0,0,0,0,0,0,0,0,0,0,0,0,0,0,0]
[null,null,null,null,3.9299999999999602,0.18908915172804081,0,0,0,0,0,0,0,0,0,0,0,0,0,0,0,0,0,0,0,null,3.9299999999999602,0,0,0,0,0,0,0,0,0,0,0,0,0,0,0,0,0,0,0,0]
[null,null,null,null,3.93999999999996,0.18971063564806406,0,0,0,0,0,0,0,0,0,0,0,0,0,0,0,0,0,0,0,null,3.93999999999996,0,0,0,0,0,0,0,0,0,0,0,0,0,0,0,0,0,0,0,0]
[null,null,null,null,3.9499999999999598,0.19033405761133027,0,0,0,0,0,0,0,0,0,0,0,0,0,0,0,0,0,0,0,null,3.9499999999999598,0,0,0,0,0,0,0,0,0,0,0,0,0,0,0,0,0,0,0,0]
[null,null,null,null,3.9599999999999596,0.19095942705995314,0,0,0,0,0,0,0,0,0,0,0,0,0,0,0,0,0,0,0,null,3.9599999999999596,0,0,0,0,0,0,0,0,0,0,0,0,0,0,0,0,0,0,0,0]
[null,null,null,null,3.9699999999999593,0.1915867534623284,0,0,0,0,0,0,0,0,0,0,0,0,0,0,0,0,0,0,0,null,3.9699999999999593,0,0,0,0,0,0,0,0,0,0,0,0,0,0,0,0,0,0,0,0]
[null,null,null,null,3.9799999999999591,0.19221604631313391,0,0,0,0,0,0,0,0,0,0,0,0,0,0,0,0,0,0,0,null,3.9799999999999591,0,0,0,0,0,0,0,0,0,0,0,0,0,0,0,0,0,0,0,0]
[null,null,null,null,3.9899999999999589,0.19284731513332959,0,0,0,0,0,0,0,0,0,0,0,0,0,0,0,0,0,0,0,null,3.9899999999999589,0,0,0,0,0,0,0,0,0,0,0,0,0,0,0,0,0,0,0,0]
[null,null,null,null,3.9999999999999587,0.19348056947015735,0,0,0,{"$f":"IF(AJ$16=0,0,IF(J$36*$E445^4  +    J$37*$E445^3   +    J$38*$E445^2    +    J$39*$E445   +    J$40>1,1,J$36*$E445^4  +    J$37*$E445^3   +    J$38*$E445^2    +    J$39*$E445   +    J$40))","v":0},{"$f":"IF(AK$16=0,0,IF(K$36*$E445^4  +    K$37*$E445^3   +    K$38*$E445^2    +    K$39*$E445   +    K$40>1,1,K$36*$E445^4  +    K$37*$E445^3   +    K$38*$E445^2    +    K$39*$E445   +    K$40))","v":0},{"$f":"IF(AL$16=0,0,IF(L$36*$E445^4  +    L$37*$E445^3   +    L$38*$E445^2    +    L$39*$E445   +    L$40>1,1,L$36*$E445^4  +    L$37*$E445^3   +    L$38*$E445^2    +    L$39*$E445   +    L$40))","v":0},{"$f":"IF(AM$16=0,0,IF(M$36*$E445^4  +    M$37*$E445^3   +    M$38*$E445^2    +    M$39*$E445   +    M$40>1,1,M$36*$E445^4  +    M$37*$E445^3   +    M$38*$E445^2    +    M$39*$E445   +    M$40))","v":0},{"$f":"IF(AN$16=0,0,IF(N$36*$E445^4  +    N$37*$E445^3   +    N$38*$E445^2    +    N$39*$E445   +    N$40>1,1,N$36*$E445^4  +    N$37*$E445^3   +    N$38*$E445^2    +    N$39*$E445   +    N$40))","v":0},{"$f":"IF(AO$16=0,0,IF(O$36*$E445^4  +    O$37*$E445^3   +    O$38*$E445^2    +    O$39*$E445   +    O$40>1,1,O$36*$E445^4  +    O$37*$E445^3   +    O$38*$E445^2    +    O$39*$E445   +    O$40))","v":0},{"$f":"IF(AP$16=0,0,IF(P$36*$E445^4  +    P$37*$E445^3   +    P$38*$E445^2    +    P$39*$E445   +    P$40>1,1,P$36*$E445^4  +    P$37*$E445^3   +    P$38*$E445^2    +    P$39*$E445   +    P$40))","v":0},{"$f":"IF(AQ$16=0,0,IF(Q$36*$E445^4  +    Q$37*$E445^3   +    Q$38*$E445^2    +    Q$39*$E445   +    Q$40>1,1,Q$36*$E445^4  +    Q$37*$E445^3   +    Q$38*$E445^2    +    Q$39*$E445   +    Q$40))","v":0},{"$f":"IF(AR$16=0,0,IF(R$36*$E445^4  +    R$37*$E445^3   +    R$38*$E445^2    +    R$39*$E445   +    R$40>1,1,R$36*$E445^4  +    R$37*$E445^3   +    R$38*$E445^2    +    R$39*$E445   +    R$40))","v":0},{"$f":"IF(AS$16=0,0,IF(S$36*$E445^4  +    S$37*$E445^3   +    S$38*$E445^2    +    S$39*$E445   +    S$40>1,1,S$36*$E445^4  +    S$37*$E445^3   +    S$38*$E445^2    +    S$39*$E445   +    S$40))","v":0},{"$f":"IF(AT$16=0,0,IF(T$36*$E445^4  +    T$37*$E445^3   +    T$38*$E445^2    +    T$39*$E445   +    T$40>1,1,T$36*$E445^4  +    T$37*$E445^3   +    T$38*$E445^2    +    T$39*$E445   +    T$40))","v":0},{"$f":"IF(AU$16=0,0,IF(U$36*$E445^4  +    U$37*$E445^3   +    U$38*$E445^2    +    U$39*$E445   +    U$40>1,1,U$36*$E445^4  +    U$37*$E445^3   +    U$38*$E445^2    +    U$39*$E445   +    U$40))","v":0},{"$f":"IF(AV$16=0,0,IF(V$36*$E445^4  +    V$37*$E445^3   +    V$38*$E445^2    +    V$39*$E445   +    V$40>1,1,V$36*$E445^4  +    V$37*$E445^3   +    V$38*$E445^2    +    V$39*$E445   +    V$40))","v":0},{"$f":"IF(AW$16=0,0,IF(W$36*$E445^4  +    W$37*$E445^3   +    W$38*$E445^2    +    W$39*$E445   +    W$40>1,1,W$36*$E445^4  +    W$37*$E445^3   +    W$38*$E445^2    +    W$39*$E445   +    W$40))","v":0},{"$f":"IF(AX$16=0,0,IF(X$36*$E445^4  +    X$37*$E445^3   +    X$38*$E445^2    +    X$39*$E445   +    X$40>1,1,X$36*$E445^4  +    X$37*$E445^3   +    X$38*$E445^2    +    X$39*$E445   +    X$40))","v":0},{"$f":"IF(AY$16=0,0,IF(Y$36*$E445^4  +    Y$37*$E445^3   +    Y$38*$E445^2    +    Y$39*$E445   +    Y$40>1,1,Y$36*$E445^4  +    Y$37*$E445^3   +    Y$38*$E445^2    +    Y$39*$E445   +    Y$40))","v":0},null,3.9999999999999587,0,0,0,0,{"$f":"IF(AF$43<>0,INDEX(J$45:J$1045, MATCH($AA445*(AF$43/24), $E$45:$E$1045)), 0)","v":0},{"$f":"IF(AG$43<>0,INDEX(K$45:K$1045, MATCH($AA445*(AG$43/24), $E$45:$E$1045)), 0)","v":0},{"$f":"IF(AH$43<>0,INDEX(L$45:L$1045, MATCH($AA445*(AH$43/24), $E$45:$E$1045)), 0)","v":0},{"$f":"IF(AI$43<>0,INDEX(M$45:M$1045, MATCH($AA445*(AI$43/24), $E$45:$E$1045)), 0)","v":0},{"$f":"IF(AJ$43<>0,INDEX(N$45:N$1045, MATCH($AA445*(AJ$43/24), $E$45:$E$1045)), 0)","v":0},{"$f":"IF(AK$43<>0,INDEX(O$45:O$1045, MATCH($AA445*(AK$43/24), $E$45:$E$1045)), 0)","v":0},{"$f":"IF(AL$43<>0,INDEX(P$45:P$1045, MATCH($AA445*(AL$43/24), $E$45:$E$1045)), 0)","v":0},{"$f":"IF(AM$43<>0,INDEX(Q$45:Q$1045, MATCH($AA445*(AM$43/24), $E$45:$E$1045)), 0)","v":0},{"$f":"IF(AN$43<>0,INDEX(R$45:R$1045, MATCH($AA445*(AN$43/24), $E$45:$E$1045)), 0)","v":0},{"$f":"IF(AO$43<>0,INDEX(S$45:S$1045, MATCH($AA445*(AO$43/24), $E$45:$E$1045)), 0)","v":0},{"$f":"IF(AP$43<>0,INDEX(T$45:T$1045, MATCH($AA445*(AP$43/24), $E$45:$E$1045)), 0)","v":0},{"$f":"IF(AQ$43<>0,INDEX(U$45:U$1045, MATCH($AA445*(AQ$43/24), $E$45:$E$1045)), 0)","v":0},{"$f":"IF(AR$43<>0,INDEX(V$45:V$1045, MATCH($AA445*(AR$43/24), $E$45:$E$1045)), 0)","v":0},{"$f":"IF(AS$43<>0,INDEX(W$45:W$1045, MATCH($AA445*(AS$43/24), $E$45:$E$1045)), 0)","v":0},{"$f":"IF(AT$43<>0,INDEX(X$45:X$1045, MATCH($AA445*(AT$43/24), $E$45:$E$1045)), 0)","v":0},{"$f":"IF(AU$43<>0,INDEX(Y$45:Y$1045, MATCH($AA445*(AU$43/24), $E$45:$E$1045)), 0)","v":0}]
[null,null,null,null,4.0099999999999589,0.19411581889714136,0,0,0,0,0,0,0,0,0,0,0,0,0,0,0,0,0,0,0,null,4.0099999999999589,0,0,0,0,0,0,0,0,0,0,0,0,0,0,0,0,0,0,0,0]
[null,null,null,null,4.0199999999999587,0.19475307301408756,0,0,0,0,0,0,0,0,0,0,0,0,0,0,0,0,0,0,0,null,4.0199999999999587,0,0,0,0,0,0,0,0,0,0,0,0,0,0,0,0,0,0,0,0]
[null,null,null,null,4.0299999999999585,0.19539234144708426,0,0,0,0,0,0,0,0,0,0,0,0,0,0,0,0,0,0,0,null,4.0299999999999585,0,0,0,0,0,0,0,0,0,0,0,0,0,0,0,0,0,0,0,0]
[null,null,null,null,4.0399999999999583,0.1960336338485017,0,0,0,0,0,0,0,0,0,0,0,0,0,0,0,0,0,0,0,null,4.0399999999999583,0,0,0,0,0,0,0,0,0,0,0,0,0,0,0,0,0,0,0,0]
[null,null,null,null,4.0499999999999581,0.19667695989699216,0,0,0,0,0,0,0,0,0,0,0,0,0,0,0,0,0,0,0,null,4.0499999999999581,0,0,0,0,0,0,0,0,0,0,0,0,0,0,0,0,0,0,0,0]
[null,null,null,null,4.0599999999999579,0.19732232929749008,0,0,0,0,0,0,0,0,0,0,0,0,0,0,0,0,0,0,0,null,4.0599999999999579,0,0,0,0,0,0,0,0,0,0,0,0,0,0,0,0,0,0,0,0]
[null,null,null,null,4.0699999999999577,0.19796975178121193,0,0,0,0,0,0,0,0,0,0,0,0,0,0,0,0,0,0,0,null,4.0699999999999577,0,0,0,0,0,0,0,0,0,0,0,0,0,0,0,0,0,0,0,0]
[null,null,null,null,4.0799999999999574,0.19861923710565615,0,0,0,0,0,0,0,0,0,0,0,0,0,0,0,0,0,0,0,null,4.0799999999999574,0,0,0,0,0,0,0,0,0,0,0,0,0,0,0,0,0,0,0,0]
[null,null,null,null,4.0899999999999572,0.19927079505460346,0,0,0,0,0,0,0,0,0,0,0,0,0,0,0,0,0,0,0,null,4.0899999999999572,0,0,0,0,0,0,0,0,0,0,0,0,0,0,0,0,0,0,0,0]
[null,null,null,null,4.099999999999957,0.1999244354381165,0,0,0,0,0,0,0,0,0,0,0,0,0,0,0,0,0,0,0,null,4.099999999999957,0,0,0,0,0,0,0,0,0,0,0,0,0,0,0,0,0,0,0,0]
[null,null,null,null,4.1099999999999568,0.20058016809253998,0,0,0,0,0,0,0,0,0,0,0,0,0,0,0,0,0,0,0,null,4.1099999999999568,0,0,0,0,0,0,0,0,0,0,0,0,0,0,0,0,0,0,0,0]
[null,null,null,null,4.1199999999999566,0.20123800288050073,0,0,0,0,0,0,0,0,0,0,0,0,0,0,0,0,0,0,0,null,4.1199999999999566,0,0,0,0,0,0,0,0,0,0,0,0,0,0,0,0,0,0,0,0]
[null,null,null,null,4.1299999999999564,0.20189794969090763,0,0,0,0,0,0,0,0,0,0,0,0,0,0,0,0,0,0,0,null,4.1299999999999564,0,0,0,0,0,0,0,0,0,0,0,0,0,0,0,0,0,0,0,0]
[null,null,null,null,4.1399999999999562,0.20256001843895163,0,0,0,0,0,0,0,0,0,0,0,0,0,0,0,0,0,0,0,null,4.1399999999999562,0,0,0,0,0,0,0,0,0,0,0,0,0,0,0,0,0,0,0,0]
[null,null,null,null,4.1499999999999559,0.20322421906610577,0,0,0,0,0,0,0,0,0,0,0,0,0,0,0,0,0,0,0,null,4.1499999999999559,0,0,0,0,0,0,0,0,0,0,0,0,0,0,0,0,0,0,0,0]
[null,null,null,null,4.1599999999999557,0.20389056154012508,0,0,0,0,0,0,0,0,0,0,0,0,0,0,0,0,0,0,0,null,4.1599999999999557,0,0,0,0,0,0,0,0,0,0,0,0,0,0,0,0,0,0,0,0]
[null,null,null,null,4.1699999999999555,0.20455905585504686,0,0,0,0,0,0,0,0,0,0,0,0,0,0,0,0,0,0,0,null,4.1699999999999555,0,0,0,0,0,0,0,0,0,0,0,0,0,0,0,0,0,0,0,0]
[null,null,null,null,4.1799999999999553,0.20522971203119017,0,0,0,0,0,0,0,0,0,0,0,0,0,0,0,0,0,0,0,null,4.1799999999999553,0,0,0,0,0,0,0,0,0,0,0,0,0,0,0,0,0,0,0,0]
[null,null,null,null,4.1899999999999551,0.20590254011515641,0,0,0,0,0,0,0,0,0,0,0,0,0,0,0,0,0,0,0,null,4.1899999999999551,0,0,0,0,0,0,0,0,0,0,0,0,0,0,0,0,0,0,0,0]
[null,null,null,null,4.1999999999999549,0.20657755017982896,0,0,0,0,0,0,0,0,0,0,0,0,0,0,0,0,0,0,0,null,4.1999999999999549,0,0,0,0,0,0,0,0,0,0,0,0,0,0,0,0,0,0,0,0]
[null,null,null,null,4.2099999999999547,0.20725475232437321,0,0,0,0,0,0,0,0,0,0,0,0,0,0,0,0,0,0,0,null,4.2099999999999547,0,0,0,0,0,0,0,0,0,0,0,0,0,0,0,0,0,0,0,0]
[null,null,null,null,4.2199999999999545,0.20793415667423668,0,0,0,0,0,0,0,0,0,0,0,0,0,0,0,0,0,0,0,null,4.2199999999999545,0,0,0,0,0,0,0,0,0,0,0,0,0,0,0,0,0,0,0,0]
[null,null,null,null,4.2299999999999542,0.20861577338114898,0,0,0,0,0,0,0,0,0,0,0,0,0,0,0,0,0,0,0,null,4.2299999999999542,0,0,0,0,0,0,0,0,0,0,0,0,0,0,0,0,0,0,0,0]
[null,null,null,null,4.239999999999954,0.20929961262312172,0,0,0,0,0,0,0,0,0,0,0,0,0,0,0,0,0,0,0,null,4.239999999999954,0,0,0,0,0,0,0,0,0,0,0,0,0,0,0,0,0,0,0,0]
[null,null,null,null,4.2499999999999538,0.20998568460444864,0,0,0,0,0,0,0,0,0,0,0,0,0,0,0,0,0,0,0,null,4.2499999999999538,0,0,0,0,0,0,0,0,0,0,0,0,0,0,0,0,0,0,0,0]
[null,null,null,null,4.2599999999999536,0.21067399955570554,0,0,0,0,0,0,0,0,0,0,0,0,0,0,0,0,0,0,0,null,4.2599999999999536,0,0,0,0,0,0,0,0,0,0,0,0,0,0,0,0,0,0,0,0]
[null,null,null,null,4.2699999999999534,0.21136456773375023,0,0,0,0,0,0,0,0,0,0,0,0,0,0,0,0,0,0,0,null,4.2699999999999534,0,0,0,0,0,0,0,0,0,0,0,0,0,0,0,0,0,0,0,0]
[null,null,null,null,4.2799999999999532,0.21205739942172269,0,0,0,0,0,0,0,0,0,0,0,0,0,0,0,0,0,0,0,null,4.2799999999999532,0,0,0,0,0,0,0,0,0,0,0,0,0,0,0,0,0,0,0,0]
[null,null,null,null,4.289999999999953,0.21275250492904491,0,0,0,0,0,0,0,0,0,0,0,0,0,0,0,0,0,0,0,null,4.289999999999953,0,0,0,0,0,0,0,0,0,0,0,0,0,0,0,0,0,0,0,0]
[null,null,null,null,4.2999999999999527,0.21344989459142094,0,0,0,0,0,0,0,0,0,0,0,0,0,0,0,0,0,0,0,null,4.2999999999999527,0,0,0,0,0,0,0,0,0,0,0,0,0,0,0,0,0,0,0,0]
[null,null,null,null,4.3099999999999525,0.21414957877083696,0,0,0,0,0,0,0,0,0,0,0,0,0,0,0,0,0,0,0,null,4.3099999999999525,0,0,0,0,0,0,0,0,0,0,0,0,0,0,0,0,0,0,0,0]
[null,null,null,null,4.3199999999999523,0.21485156785556109,0,0,0,0,0,0,0,0,0,0,0,0,0,0,0,0,0,0,0,null,4.3199999999999523,0,0,0,0,0,0,0,0,0,0,0,0,0,0,0,0,0,0,0,0]
[null,null,null,null,4.3299999999999521,0.21555587226014367,0,0,0,0,0,0,0,0,0,0,0,0,0,0,0,0,0,0,0,null,4.3299999999999521,0,0,0,0,0,0,0,0,0,0,0,0,0,0,0,0,0,0,0,0]
[null,null,null,null,4.3399999999999519,0.21626250242541706,0,0,0,0,0,0,0,0,0,0,0,0,0,0,0,0,0,0,0,null,4.3399999999999519,0,0,0,0,0,0,0,0,0,0,0,0,0,0,0,0,0,0,0,0]
[null,null,null,null,4.3499999999999517,0.21697146881849561,0,0,0,0,0,0,0,0,0,0,0,0,0,0,0,0,0,0,0,null,4.3499999999999517,0,0,0,0,0,0,0,0,0,0,0,0,0,0,0,0,0,0,0,0]
[null,null,null,null,4.3599999999999515,0.21768278193277588,0,0,0,0,0,0,0,0,0,0,0,0,0,0,0,0,0,0,0,null,4.3599999999999515,0,0,0,0,0,0,0,0,0,0,0,0,0,0,0,0,0,0,0,0]
[null,null,null,null,4.3699999999999513,0.21839645228793636,0,0,0,0,0,0,0,0,0,0,0,0,0,0,0,0,0,0,0,null,4.3699999999999513,0,0,0,0,0,0,0,0,0,0,0,0,0,0,0,0,0,0,0,0]
[null,null,null,null,4.379999999999951,0.21911249042993772,0,0,0,0,0,0,0,0,0,0,0,0,0,0,0,0,0,0,0,null,4.379999999999951,0,0,0,0,0,0,0,0,0,0,0,0,0,0,0,0,0,0,0,0]
[null,null,null,null,4.3899999999999508,0.21983090693102267,0,0,0,0,0,0,0,0,0,0,0,0,0,0,0,0,0,0,0,null,4.3899999999999508,0,0,0,0,0,0,0,0,0,0,0,0,0,0,0,0,0,0,0,0]
[null,null,null,null,4.3999999999999506,0.22055171238971594,0,0,0,0,0,0,0,0,0,0,0,0,0,0,0,0,0,0,0,null,4.3999999999999506,0,0,0,0,0,0,0,0,0,0,0,0,0,0,0,0,0,0,0,0]
[null,null,null,null,4.4099999999999504,0.22127491743082434,0,0,0,0,0,0,0,0,0,0,0,0,0,0,0,0,0,0,0,null,4.4099999999999504,0,0,0,0,0,0,0,0,0,0,0,0,0,0,0,0,0,0,0,0]
[null,null,null,null,4.4199999999999502,0.22200053270543682,0,0,0,0,0,0,0,0,0,0,0,0,0,0,0,0,0,0,0,null,4.4199999999999502,0,0,0,0,0,0,0,0,0,0,0,0,0,0,0,0,0,0,0,0]
[null,null,null,null,4.42999999999995,0.22272856889092432,0,0,0,0,0,0,0,0,0,0,0,0,0,0,0,0,0,0,0,null,4.42999999999995,0,0,0,0,0,0,0,0,0,0,0,0,0,0,0,0,0,0,0,0]
[null,null,null,null,4.4399999999999498,0.22345903669093994,0,0,0,0,0,0,0,0,0,0,0,0,0,0,0,0,0,0,0,null,4.4399999999999498,0,0,0,0,0,0,0,0,0,0,0,0,0,0,0,0,0,0,0,0]
[null,null,null,null,4.4499999999999496,0.22419194683541874,0,0,0,0,0,0,0,0,0,0,0,0,0,0,0,0,0,0,0,null,4.4499999999999496,0,0,0,0,0,0,0,0,0,0,0,0,0,0,0,0,0,0,0,0]
[null,null,null,null,4.4599999999999493,0.22492731008057792,0,0,0,0,0,0,0,0,0,0,0,0,0,0,0,0,0,0,0,null,4.4599999999999493,0,0,0,0,0,0,0,0,0,0,0,0,0,0,0,0,0,0,0,0]
[null,null,null,null,4.4699999999999491,0.22566513720891671,0,0,0,0,0,0,0,0,0,0,0,0,0,0,0,0,0,0,0,null,4.4699999999999491,0,0,0,0,0,0,0,0,0,0,0,0,0,0,0,0,0,0,0,0]
[null,null,null,null,4.4799999999999489,0.22640543902921645,0,0,0,0,0,0,0,0,0,0,0,0,0,0,0,0,0,0,0,null,4.4799999999999489,0,0,0,0,0,0,0,0,0,0,0,0,0,0,0,0,0,0,0,0]
[null,null,null,null,{"$f":"E493+0.01","v":4.4899999999999487},{"$f":"IF(AF$16=0,0,IF(F$36*$E494^4  +    F$37*$E494^3   +    F$38*$E494^2    +    F$39*$E494   +    F$40>1,1,F$36*$E494^4  +    F$37*$E494^3   +    F$38*$E494^2    +    F$39*$E494   +    F$40))","v":0.22714822637654061},{"$f":"IF(AG$16=0,0,IF(G$36*$E494^4  +    G$37*$E494^3   +    G$38*$E494^2    +    G$39*$E494   +    G$40>1,1,G$36*$E494^4  +    G$37*$E494^3   +    G$38*$E494^2    +    G$39*$E494   +    G$40))","v":0},{"$f":"IF(AH$16=0,0,IF(H$36*$E494^4  +    H$37*$E494^3   +    H$38*$E494^2    +    H$39*$E494   +    H$40>1,1,H$36*$E494^4  +    H$37*$E494^3   +    H$38*$E494^2    +    H$39*$E494   +    H$40))","v":0},{"$f":"IF(AI$16=0,0,IF(I$36*$E494^4  +    I$37*$E494^3   +    I$38*$E494^2    +    I$39*$E494   +    I$40>1,1,I$36*$E494^4  +    I$37*$E494^3   +    I$38*$E494^2    +    I$39*$E494   +    I$40))","v":0},0,0,0,0,0,0,0,0,0,0,0,0,0,0,0,0,null,{"$f":"AA493+0.01","v":4.4899999999999487},{"$f":"IF(AB$43<>0,INDEX(F$45:F$1045, MATCH($AA494*(AB$43/24), $E$45:$E$1045)), 0)","v":0},{"$f":"IF(AC$43<>0,INDEX(G$45:G$1045, MATCH($AA494*(AC$43/24), $E$45:$E$1045)), 0)","v":0},{"$f":"IF(AD$43<>0,INDEX(H$45:H$1045, MATCH($AA494*(AD$43/24), $E$45:$E$1045)), 0)","v":0},{"$f":"IF(AE$43<>0,INDEX(I$45:I$1045, MATCH($AA494*(AE$43/24), $E$45:$E$1045)), 0)","v":0},0,0,0,0,0,0,0,0,0,0,0,0,0,0,0,0]
[null,null,null,null,4.4999999999999485,0.22789351011223452,0,0,0,0,0,0,0,0,0,0,0,0,0,0,0,0,0,0,0,null,4.4999999999999485,0,0,0,0,0,0,0,0,0,0,0,0,0,0,0,0,0,0,0,0]
[null,null,null,null,4.5099999999999483,0.22864130112392578,0,0,0,0,0,0,0,0,0,0,0,0,0,0,0,0,0,0,0,null,4.5099999999999483,0,0,0,0,0,0,0,0,0,0,0,0,0,0,0,0,0,0,0,0]
[null,null,null,null,4.5199999999999481,0.22939161032552399,0,0,0,0,0,0,0,0,0,0,0,0,0,0,0,0,0,0,0,null,4.5199999999999481,0,0,0,0,0,0,0,0,0,0,0,0,0,0,0,0,0,0,0,0]
[null,null,null,null,4.5299999999999478,0.23014444865722081,0,0,0,0,0,0,0,0,0,0,0,0,0,0,0,0,0,0,0,null,4.5299999999999478,0,0,0,0,0,0,0,0,0,0,0,0,0,0,0,0,0,0,0,0]
[null,null,null,null,4.5399999999999476,0.23089982708548995,0,0,0,0,0,0,0,0,0,0,0,0,0,0,0,0,0,0,0,null,4.5399999999999476,0,0,0,0,0,0,0,0,0,0,0,0,0,0,0,0,0,0,0,0]
[null,null,null,null,4.5499999999999474,0.23165775660308732,0,0,0,0,0,0,0,0,0,0,0,0,0,0,0,0,0,0,0,null,4.5499999999999474,0,0,0,0,0,0,0,0,0,0,0,0,0,0,0,0,0,0,0,0]
[null,null,null,null,4.5599999999999472,0.23241824822905069,0,0,0,0,0,0,0,0,0,0,0,0,0,0,0,0,0,0,0,null,4.5599999999999472,0,0,0,0,0,0,0,0,0,0,0,0,0,0,0,0,0,0,0,0]
[null,null,null,null,4.569999999999947,0.23318131300870004,0,0,0,0,0,0,0,0,0,0,0,0,0,0,0,0,0,0,0,null,4.569999999999947,0,0,0,0,0,0,0,0,0,0,0,0,0,0,0,0,0,0,0,0]
[null,null,null,null,4.5799999999999468,0.23394696201363746,0,0,0,0,0,0,0,0,0,0,0,0,0,0,0,0,0,0,0,null,4.5799999999999468,0,0,0,0,0,0,0,0,0,0,0,0,0,0,0,0,0,0,0,0]
[null,null,null,null,4.5899999999999466,0.23471520634174697,0,0,0,0,0,0,0,0,0,0,0,0,0,0,0,0,0,0,0,null,4.5899999999999466,0,0,0,0,0,0,0,0,0,0,0,0,0,0,0,0,0,0,0,0]
[null,null,null,null,4.5999999999999464,0.2354860571171947,0,0,0,0,0,0,0,0,0,0,0,0,0,0,0,0,0,0,0,null,4.5999999999999464,0,0,0,0,0,0,0,0,0,0,0,0,0,0,0,0,0,0,0,0]
[null,null,null,null,4.6099999999999461,0.23625952549042897,0,0,0,0,0,0,0,0,0,0,0,0,0,0,0,0,0,0,0,null,4.6099999999999461,0,0,0,0,0,0,0,0,0,0,0,0,0,0,0,0,0,0,0,0]
[null,null,null,null,4.6199999999999459,0.23703562263818001,0,0,0,0,0,0,0,0,0,0,0,0,0,0,0,0,0,0,0,null,4.6199999999999459,0,0,0,0,0,0,0,0,0,0,0,0,0,0,0,0,0,0,0,0]
[null,null,null,null,4.6299999999999457,0.23781435976346019,0,0,0,0,0,0,0,0,0,0,0,0,0,0,0,0,0,0,0,null,4.6299999999999457,0,0,0,0,0,0,0,0,0,0,0,0,0,0,0,0,0,0,0,0]
[null,null,null,null,4.6399999999999455,0.238595748095564,0,0,0,{"$f":"IF(AJ$16=0,0,IF(J$36*$E509^4  +    J$37*$E509^3   +    J$38*$E509^2    +    J$39*$E509   +    J$40>1,1,J$36*$E509^4  +    J$37*$E509^3   +    J$38*$E509^2    +    J$39*$E509   +    J$40))","v":0},{"$f":"IF(AK$16=0,0,IF(K$36*$E509^4  +    K$37*$E509^3   +    K$38*$E509^2    +    K$39*$E509   +    K$40>1,1,K$36*$E509^4  +    K$37*$E509^3   +    K$38*$E509^2    +    K$39*$E509   +    K$40))","v":0},{"$f":"IF(AL$16=0,0,IF(L$36*$E509^4  +    L$37*$E509^3   +    L$38*$E509^2    +    L$39*$E509   +    L$40>1,1,L$36*$E509^4  +    L$37*$E509^3   +    L$38*$E509^2    +    L$39*$E509   +    L$40))","v":0},{"$f":"IF(AM$16=0,0,IF(M$36*$E509^4  +    M$37*$E509^3   +    M$38*$E509^2    +    M$39*$E509   +    M$40>1,1,M$36*$E509^4  +    M$37*$E509^3   +    M$38*$E509^2    +    M$39*$E509   +    M$40))","v":0},{"$f":"IF(AN$16=0,0,IF(N$36*$E509^4  +    N$37*$E509^3   +    N$38*$E509^2    +    N$39*$E509   +    N$40>1,1,N$36*$E509^4  +    N$37*$E509^3   +    N$38*$E509^2    +    N$39*$E509   +    N$40))","v":0},{"$f":"IF(AO$16=0,0,IF(O$36*$E509^4  +    O$37*$E509^3   +    O$38*$E509^2    +    O$39*$E509   +    O$40>1,1,O$36*$E509^4  +    O$37*$E509^3   +    O$38*$E509^2    +    O$39*$E509   +    O$40))","v":0},{"$f":"IF(AP$16=0,0,IF(P$36*$E509^4  +    P$37*$E509^3   +    P$38*$E509^2    +    P$39*$E509   +    P$40>1,1,P$36*$E509^4  +    P$37*$E509^3   +    P$38*$E509^2    +    P$39*$E509   +    P$40))","v":0},{"$f":"IF(AQ$16=0,0,IF(Q$36*$E509^4  +    Q$37*$E509^3   +    Q$38*$E509^2    +    Q$39*$E509   +    Q$40>1,1,Q$36*$E509^4  +    Q$37*$E509^3   +    Q$38*$E509^2    +    Q$39*$E509   +    Q$40))","v":0},{"$f":"IF(AR$16=0,0,IF(R$36*$E509^4  +    R$37*$E509^3   +    R$38*$E509^2    +    R$39*$E509   +    R$40>1,1,R$36*$E509^4  +    R$37*$E509^3   +    R$38*$E509^2    +    R$39*$E509   +    R$40))","v":0},{"$f":"IF(AS$16=0,0,IF(S$36*$E509^4  +    S$37*$E509^3   +    S$38*$E509^2    +    S$39*$E509   +    S$40>1,1,S$36*$E509^4  +    S$37*$E509^3   +    S$38*$E509^2    +    S$39*$E509   +    S$40))","v":0},{"$f":"IF(AT$16=0,0,IF(T$36*$E509^4  +    T$37*$E509^3   +    T$38*$E509^2    +    T$39*$E509   +    T$40>1,1,T$36*$E509^4  +    T$37*$E509^3   +    T$38*$E509^2    +    T$39*$E509   +    T$40))","v":0},{"$f":"IF(AU$16=0,0,IF(U$36*$E509^4  +    U$37*$E509^3   +    U$38*$E509^2    +    U$39*$E509   +    U$40>1,1,U$36*$E509^4  +    U$37*$E509^3   +    U$38*$E509^2    +    U$39*$E509   +    U$40))","v":0},{"$f":"IF(AV$16=0,0,IF(V$36*$E509^4  +    V$37*$E509^3   +    V$38*$E509^2    +    V$39*$E509   +    V$40>1,1,V$36*$E509^4  +    V$37*$E509^3   +    V$38*$E509^2    +    V$39*$E509   +    V$40))","v":0},{"$f":"IF(AW$16=0,0,IF(W$36*$E509^4  +    W$37*$E509^3   +    W$38*$E509^2    +    W$39*$E509   +    W$40>1,1,W$36*$E509^4  +    W$37*$E509^3   +    W$38*$E509^2    +    W$39*$E509   +    W$40))","v":0},{"$f":"IF(AX$16=0,0,IF(X$36*$E509^4  +    X$37*$E509^3   +    X$38*$E509^2    +    X$39*$E509   +    X$40>1,1,X$36*$E509^4  +    X$37*$E509^3   +    X$38*$E509^2    +    X$39*$E509   +    X$40))","v":0},{"$f":"IF(AY$16=0,0,IF(Y$36*$E509^4  +    Y$37*$E509^3   +    Y$38*$E509^2    +    Y$39*$E509   +    Y$40>1,1,Y$36*$E509^4  +    Y$37*$E509^3   +    Y$38*$E509^2    +    Y$39*$E509   +    Y$40))","v":0},null,4.6399999999999455,0,0,0,0,{"$f":"IF(AF$43<>0,INDEX(J$45:J$1045, MATCH($AA509*(AF$43/24), $E$45:$E$1045)), 0)","v":0},{"$f":"IF(AG$43<>0,INDEX(K$45:K$1045, MATCH($AA509*(AG$43/24), $E$45:$E$1045)), 0)","v":0},{"$f":"IF(AH$43<>0,INDEX(L$45:L$1045, MATCH($AA509*(AH$43/24), $E$45:$E$1045)), 0)","v":0},{"$f":"IF(AI$43<>0,INDEX(M$45:M$1045, MATCH($AA509*(AI$43/24), $E$45:$E$1045)), 0)","v":0},{"$f":"IF(AJ$43<>0,INDEX(N$45:N$1045, MATCH($AA509*(AJ$43/24), $E$45:$E$1045)), 0)","v":0},{"$f":"IF(AK$43<>0,INDEX(O$45:O$1045, MATCH($AA509*(AK$43/24), $E$45:$E$1045)), 0)","v":0},{"$f":"IF(AL$43<>0,INDEX(P$45:P$1045, MATCH($AA509*(AL$43/24), $E$45:$E$1045)), 0)","v":0},{"$f":"IF(AM$43<>0,INDEX(Q$45:Q$1045, MATCH($AA509*(AM$43/24), $E$45:$E$1045)), 0)","v":0},{"$f":"IF(AN$43<>0,INDEX(R$45:R$1045, MATCH($AA509*(AN$43/24), $E$45:$E$1045)), 0)","v":0},{"$f":"IF(AO$43<>0,INDEX(S$45:S$1045, MATCH($AA509*(AO$43/24), $E$45:$E$1045)), 0)","v":0},{"$f":"IF(AP$43<>0,INDEX(T$45:T$1045, MATCH($AA509*(AP$43/24), $E$45:$E$1045)), 0)","v":0},{"$f":"IF(AQ$43<>0,INDEX(U$45:U$1045, MATCH($AA509*(AQ$43/24), $E$45:$E$1045)), 0)","v":0},{"$f":"IF(AR$43<>0,INDEX(V$45:V$1045, MATCH($AA509*(AR$43/24), $E$45:$E$1045)), 0)","v":0},{"$f":"IF(AS$43<>0,INDEX(W$45:W$1045, MATCH($AA509*(AS$43/24), $E$45:$E$1045)), 0)","v":0},{"$f":"IF(AT$43<>0,INDEX(X$45:X$1045, MATCH($AA509*(AT$43/24), $E$45:$E$1045)), 0)","v":0},{"$f":"IF(AU$43<>0,INDEX(Y$45:Y$1045, MATCH($AA509*(AU$43/24), $E$45:$E$1045)), 0)","v":0}]
[null,null,null,null,4.6499999999999453,0.23937979889006791,0,0,0,0,0,0,0,0,0,0,0,0,0,0,0,0,0,0,0,null,4.6499999999999453,0,0,0,0,0,0,0,0,0,0,0,0,0,0,0,0,0,0,0,0]
[null,null,null,null,4.6599999999999451,0.24016652342883049,0,0,0,0,0,0,0,0,0,0,0,0,0,0,0,0,0,0,0,null,4.6599999999999451,0,0,0,0,0,0,0,0,0,0,0,0,0,0,0,0,0,0,0,0]
[null,null,null,null,4.6699999999999449,0.24095593301999241,0,0,0,0,0,0,0,0,0,0,0,0,0,0,0,0,0,0,0,null,4.6699999999999449,0,0,0,0,0,0,0,0,0,0,0,0,0,0,0,0,0,0,0,0]
[null,null,null,null,4.6799999999999446,0.24174803899797637,0,0,0,0,0,0,0,0,0,0,0,0,0,0,0,0,0,0,0,null,4.6799999999999446,0,0,0,0,0,0,0,0,0,0,0,0,0,0,0,0,0,0,0,0]
[null,null,null,null,4.6899999999999444,0.24254285272348719,0,0,0,0,0,0,0,0,0,0,0,0,0,0,0,0,0,0,0,null,4.6899999999999444,0,0,0,0,0,0,0,0,0,0,0,0,0,0,0,0,0,0,0,0]
[null,null,null,null,4.6999999999999442,0.24334038558351165,0,0,0,0,0,0,0,0,0,0,0,0,0,0,0,0,0,0,0,null,4.6999999999999442,0,0,0,0,0,0,0,0,0,0,0,0,0,0,0,0,0,0,0,0]
[null,null,null,null,4.709999999999944,0.24414064899131876,0,0,0,0,0,0,0,0,0,0,0,0,0,0,0,0,0,0,0,null,4.709999999999944,0,0,0,0,0,0,0,0,0,0,0,0,0,0,0,0,0,0,0,0]
[null,null,null,null,4.7199999999999438,0.24494365438645949,0,0,0,0,0,0,0,0,0,0,0,0,0,0,0,0,0,0,0,null,4.7199999999999438,0,0,0,0,0,0,0,0,0,0,0,0,0,0,0,0,0,0,0,0]
[null,null,null,null,4.7299999999999436,0.24574941323476687,0,0,0,0,0,0,0,0,0,0,0,0,0,0,0,0,0,0,0,null,4.7299999999999436,0,0,0,0,0,0,0,0,0,0,0,0,0,0,0,0,0,0,0,0]
[null,null,null,null,4.7399999999999434,0.2465579370283561,0,0,0,0,0,0,0,0,0,0,0,0,0,0,0,0,0,0,0,null,4.7399999999999434,0,0,0,0,0,0,0,0,0,0,0,0,0,0,0,0,0,0,0,0]
[null,null,null,null,4.7499999999999432,0.24736923728562432,0,0,0,0,0,0,0,0,0,0,0,0,0,0,0,0,0,0,0,null,4.7499999999999432,0,0,0,0,0,0,0,0,0,0,0,0,0,0,0,0,0,0,0,0]
[null,null,null,null,4.7599999999999429,0.24818332555125083,0,0,0,0,0,0,0,0,0,0,0,0,0,0,0,0,0,0,0,null,4.7599999999999429,0,0,0,0,0,0,0,0,0,0,0,0,0,0,0,0,0,0,0,0]
[null,null,null,null,4.7699999999999427,0.24900021339619705,0,0,0,0,0,0,0,0,0,0,0,0,0,0,0,0,0,0,0,null,4.7699999999999427,0,0,0,0,0,0,0,0,0,0,0,0,0,0,0,0,0,0,0,0]
[null,null,null,null,4.7799999999999425,0.24981991241770624,0,0,0,0,0,0,0,0,0,0,0,0,0,0,0,0,0,0,0,null,4.7799999999999425,0,0,0,0,0,0,0,0,0,0,0,0,0,0,0,0,0,0,0,0]
[null,null,null,null,4.7899999999999423,0.25064243423930399,0,0,0,0,0,0,0,0,0,0,0,0,0,0,0,0,0,0,0,null,4.7899999999999423,0,0,0,0,0,0,0,0,0,0,0,0,0,0,0,0,0,0,0,0]
[null,null,null,null,4.7999999999999421,0.25146779051079782,0,0,0,0,0,0,0,0,0,0,0,0,0,0,0,0,0,0,0,null,4.7999999999999421,0,0,0,0,0,0,0,0,0,0,0,0,0,0,0,0,0,0,0,0]
[null,null,null,null,4.8099999999999419,0.25229599290827737,0,0,0,0,0,0,0,0,0,0,0,0,0,0,0,0,0,0,0,null,4.8099999999999419,0,0,0,0,0,0,0,0,0,0,0,0,0,0,0,0,0,0,0,0]
[null,null,null,null,4.8199999999999417,0.25312705313411432,0,0,0,0,0,0,0,0,0,0,0,0,0,0,0,0,0,0,0,null,4.8199999999999417,0,0,0,0,0,0,0,0,0,0,0,0,0,0,0,0,0,0,0,0]
[null,null,null,null,4.8299999999999415,0.25396098291696245,0,0,0,0,0,0,0,0,0,0,0,0,0,0,0,0,0,0,0,null,4.8299999999999415,0,0,0,0,0,0,0,0,0,0,0,0,0,0,0,0,0,0,0,0]
[null,null,null,null,4.8399999999999412,0.25479779401175762,0,0,0,0,0,0,0,0,0,0,0,0,0,0,0,0,0,0,0,null,4.8399999999999412,0,0,0,0,0,0,0,0,0,0,0,0,0,0,0,0,0,0,0,0]
[null,null,null,null,4.849999999999941,0.25563749819971765,0,0,0,0,0,0,0,0,0,0,0,0,0,0,0,0,0,0,0,null,4.849999999999941,0,0,0,0,0,0,0,0,0,0,0,0,0,0,0,0,0,0,0,0]
[null,null,null,null,4.8599999999999408,0.25648010728834258,0,0,0,0,0,0,0,0,0,0,0,0,0,0,0,0,0,0,0,null,4.8599999999999408,0,0,0,0,0,0,0,0,0,0,0,0,0,0,0,0,0,0,0,0]
[null,null,null,null,4.8699999999999406,0.25732563311141438,0,0,0,0,0,0,0,0,0,0,0,0,0,0,0,0,0,0,0,null,4.8699999999999406,0,0,0,0,0,0,0,0,0,0,0,0,0,0,0,0,0,0,0,0]
[null,null,null,null,4.8799999999999404,0.25817408752899723,0,0,0,0,0,0,0,0,0,0,0,0,0,0,0,0,0,0,0,null,4.8799999999999404,0,0,0,0,0,0,0,0,0,0,0,0,0,0,0,0,0,0,0,0]
[null,null,null,null,4.8899999999999402,0.25902548242743734,0,0,0,0,0,0,0,0,0,0,0,0,0,0,0,0,0,0,0,null,4.8899999999999402,0,0,0,0,0,0,0,0,0,0,0,0,0,0,0,0,0,0,0,0]
[null,null,null,null,4.89999999999994,0.25987982971936285,0,0,0,0,0,0,0,0,0,0,0,0,0,0,0,0,0,0,0,null,4.89999999999994,0,0,0,0,0,0,0,0,0,0,0,0,0,0,0,0,0,0,0,0]
[null,null,null,null,4.9099999999999397,0.2607371413436842,0,0,0,0,0,0,0,0,0,0,0,0,0,0,0,0,0,0,0,null,4.9099999999999397,0,0,0,0,0,0,0,0,0,0,0,0,0,0,0,0,0,0,0,0]
[null,null,null,null,4.9199999999999395,0.26159742926559365,0,0,0,0,0,0,0,0,0,0,0,0,0,0,0,0,0,0,0,null,4.9199999999999395,0,0,0,0,0,0,0,0,0,0,0,0,0,0,0,0,0,0,0,0]
[null,null,null,null,4.9299999999999393,0.2624607054765658,0,0,0,0,0,0,0,0,0,0,0,0,0,0,0,0,0,0,0,null,4.9299999999999393,0,0,0,0,0,0,0,0,0,0,0,0,0,0,0,0,0,0,0,0]
[null,null,null,null,4.9399999999999391,0.26332698199435711,0,0,0,0,0,0,0,0,0,0,0,0,0,0,0,0,0,0,0,null,4.9399999999999391,0,0,0,0,0,0,0,0,0,0,0,0,0,0,0,0,0,0,0,0]
[null,null,null,null,4.9499999999999389,0.26419627086300612,0,0,0,0,0,0,0,0,0,0,0,0,0,0,0,0,0,0,0,null,4.9499999999999389,0,0,0,0,0,0,0,0,0,0,0,0,0,0,0,0,0,0,0,0]
[null,null,null,null,4.9599999999999387,0.26506858415283363,0,0,0,0,0,0,0,0,0,0,0,0,0,0,0,0,0,0,0,null,4.9599999999999387,0,0,0,0,0,0,0,0,0,0,0,0,0,0,0,0,0,0,0,0]
[null,null,null,null,4.9699999999999385,0.2659439339604423,0,0,0,0,0,0,0,0,0,0,0,0,0,0,0,0,0,0,0,null,4.9699999999999385,0,0,0,0,0,0,0,0,0,0,0,0,0,0,0,0,0,0,0,0]
[null,null,null,null,4.9799999999999383,0.26682233240871689,0,0,0,0,0,0,0,0,0,0,0,0,0,0,0,0,0,0,0,null,4.9799999999999383,0,0,0,0,0,0,0,0,0,0,0,0,0,0,0,0,0,0,0,0]
[null,null,null,null,4.989999999999938,0.2677037916468244,0,0,0,0,0,0,0,0,0,0,0,0,0,0,0,0,0,0,0,null,4.989999999999938,0,0,0,0,0,0,0,0,0,0,0,0,0,0,0,0,0,0,0,0]
[null,null,null,null,4.9999999999999378,0.26858832385021369,0,0,0,0,0,0,0,0,0,0,0,0,0,0,0,0,0,0,0,null,4.9999999999999378,0,0,0,0,0,0,0,0,0,0,0,0,0,0,0,0,0,0,0,0]
[null,null,null,null,5.0099999999999376,0.26947594122061586,0,0,0,0,0,0,0,0,0,0,0,0,0,0,0,0,0,0,0,null,5.0099999999999376,0,0,0,0,0,0,0,0,0,0,0,0,0,0,0,0,0,0,0,0]
[null,null,null,null,5.0199999999999374,0.27036665598604387,0,0,0,0,0,0,0,0,0,0,0,0,0,0,0,0,0,0,0,null,5.0199999999999374,0,0,0,0,0,0,0,0,0,0,0,0,0,0,0,0,0,0,0,0]
[null,null,null,null,5.0299999999999372,0.27126048040079304,0,0,0,0,0,0,0,0,0,0,0,0,0,0,0,0,0,0,0,null,5.0299999999999372,0,0,0,0,0,0,0,0,0,0,0,0,0,0,0,0,0,0,0,0]
[null,null,null,null,5.039999999999937,0.27215742674544041,0,0,0,0,0,0,0,0,0,0,0,0,0,0,0,0,0,0,0,null,5.039999999999937,0,0,0,0,0,0,0,0,0,0,0,0,0,0,0,0,0,0,0,0]
[null,null,null,null,5.0499999999999368,0.27305750732684542,0,0,0,0,0,0,0,0,0,0,0,0,0,0,0,0,0,0,0,null,5.0499999999999368,0,0,0,0,0,0,0,0,0,0,0,0,0,0,0,0,0,0,0,0]
[null,null,null,null,5.0599999999999365,0.27396073447814939,0,0,0,0,0,0,0,0,0,0,0,0,0,0,0,0,0,0,0,null,5.0599999999999365,0,0,0,0,0,0,0,0,0,0,0,0,0,0,0,0,0,0,0,0]
[null,null,null,null,5.0699999999999363,0.27486712055877571,0,0,0,0,0,0,0,0,0,0,0,0,0,0,0,0,0,0,0,null,5.0699999999999363,0,0,0,0,0,0,0,0,0,0,0,0,0,0,0,0,0,0,0,0]
[null,null,null,null,5.0799999999999361,0.27577667795442995,0,0,0,0,0,0,0,0,0,0,0,0,0,0,0,0,0,0,0,null,5.0799999999999361,0,0,0,0,0,0,0,0,0,0,0,0,0,0,0,0,0,0,0,0]
[null,null,null,null,5.0899999999999359,0.27668941907709971,0,0,0,0,0,0,0,0,0,0,0,0,0,0,0,0,0,0,0,null,5.0899999999999359,0,0,0,0,0,0,0,0,0,0,0,0,0,0,0,0,0,0,0,0]
[null,null,null,null,5.0999999999999357,0.27760535636505457,0,0,0,0,0,0,0,0,0,0,0,0,0,0,0,0,0,0,0,null,5.0999999999999357,0,0,0,0,0,0,0,0,0,0,0,0,0,0,0,0,0,0,0,0]
[null,null,null,null,5.1099999999999355,0.27852450228284625,0,0,0,0,0,0,0,0,0,0,0,0,0,0,0,0,0,0,0,null,5.1099999999999355,0,0,0,0,0,0,0,0,0,0,0,0,0,0,0,0,0,0,0,0]
[null,null,null,null,5.1199999999999353,0.27944686932130863,0,0,0,0,0,0,0,0,0,0,0,0,0,0,0,0,0,0,0,null,5.1199999999999353,0,0,0,0,0,0,0,0,0,0,0,0,0,0,0,0,0,0,0,0]
[null,null,null,null,{"$f":"E557+0.01","v":5.1299999999999351},{"$f":"IF(AF$16=0,0,IF(F$36*$E558^4  +    F$37*$E558^3   +    F$38*$E558^2    +    F$39*$E558   +    F$40>1,1,F$36*$E558^4  +    F$37*$E558^3   +    F$38*$E558^2    +    F$39*$E558   +    F$40))","v":0.28037246999755744},{"$f":"IF(AG$16=0,0,IF(G$36*$E558^4  +    G$37*$E558^3   +    G$38*$E558^2    +    G$39*$E558   +    G$40>1,1,G$36*$E558^4  +    G$37*$E558^3   +    G$38*$E558^2    +    G$39*$E558   +    G$40))","v":0},{"$f":"IF(AH$16=0,0,IF(H$36*$E558^4  +    H$37*$E558^3   +    H$38*$E558^2    +    H$39*$E558   +    H$40>1,1,H$36*$E558^4  +    H$37*$E558^3   +    H$38*$E558^2    +    H$39*$E558   +    H$40))","v":0},{"$f":"IF(AI$16=0,0,IF(I$36*$E558^4  +    I$37*$E558^3   +    I$38*$E558^2    +    I$39*$E558   +    I$40>1,1,I$36*$E558^4  +    I$37*$E558^3   +    I$38*$E558^2    +    I$39*$E558   +    I$40))","v":0},0,0,0,0,0,0,0,0,0,0,0,0,0,0,0,0,null,{"$f":"AA557+0.01","v":5.1299999999999351},{"$f":"IF(AB$43<>0,INDEX(F$45:F$1045, MATCH($AA558*(AB$43/24), $E$45:$E$1045)), 0)","v":0},{"$f":"IF(AC$43<>0,INDEX(G$45:G$1045, MATCH($AA558*(AC$43/24), $E$45:$E$1045)), 0)","v":0},{"$f":"IF(AD$43<>0,INDEX(H$45:H$1045, MATCH($AA558*(AD$43/24), $E$45:$E$1045)), 0)","v":0},{"$f":"IF(AE$43<>0,INDEX(I$45:I$1045, MATCH($AA558*(AE$43/24), $E$45:$E$1045)), 0)","v":0},0,0,0,0,0,0,0,0,0,0,0,0,0,0,0,0]
[null,null,null,null,5.1399999999999348,0.28130131685499066,0,0,0,0,0,0,0,0,0,0,0,0,0,0,0,0,0,0,0,null,5.1399999999999348,0,0,0,0,0,0,0,0,0,0,0,0,0,0,0,0,0,0,0,0]
[null,null,null,null,5.1499999999999346,0.2822334224632882,0,0,0,0,0,0,0,0,0,0,0,0,0,0,0,0,0,0,0,null,5.1499999999999346,0,0,0,0,0,0,0,0,0,0,0,0,0,0,0,0,0,0,0,0]
[null,null,null,null,5.1599999999999344,0.28316879941841228,0,0,0,0,0,0,0,0,0,0,0,0,0,0,0,0,0,0,0,null,5.1599999999999344,0,0,0,0,0,0,0,0,0,0,0,0,0,0,0,0,0,0,0,0]
[null,null,null,null,5.1699999999999342,0.28410746034260698,0,0,0,0,0,0,0,0,0,0,0,0,0,0,0,0,0,0,0,null,5.1699999999999342,0,0,0,0,0,0,0,0,0,0,0,0,0,0,0,0,0,0,0,0]
[null,null,null,null,5.179999999999934,0.28504941788439841,0,0,0,0,0,0,0,0,0,0,0,0,0,0,0,0,0,0,0,null,5.179999999999934,0,0,0,0,0,0,0,0,0,0,0,0,0,0,0,0,0,0,0,0]
[null,null,null,null,5.1899999999999338,0.28599468471859496,0,0,0,0,0,0,0,0,0,0,0,0,0,0,0,0,0,0,0,null,5.1899999999999338,0,0,0,0,0,0,0,0,0,0,0,0,0,0,0,0,0,0,0,0]
[null,null,null,null,5.1999999999999336,0.2869432735462869,0,0,0,0,0,0,0,0,0,0,0,0,0,0,0,0,0,0,0,null,5.1999999999999336,0,0,0,0,0,0,0,0,0,0,0,0,0,0,0,0,0,0,0,0]
[null,null,null,null,5.2099999999999334,0.28789519709484668,0,0,0,0,0,0,0,0,0,0,0,0,0,0,0,0,0,0,0,null,5.2099999999999334,0,0,0,0,0,0,0,0,0,0,0,0,0,0,0,0,0,0,0,0]
[null,null,null,null,5.2199999999999331,0.28885046811792875,0,0,0,0,0,0,0,0,0,0,0,0,0,0,0,0,0,0,0,null,5.2199999999999331,0,0,0,0,0,0,0,0,0,0,0,0,0,0,0,0,0,0,0,0]
[null,null,null,null,5.2299999999999329,0.28980909939546967,0,0,0,0,0,0,0,0,0,0,0,0,0,0,0,0,0,0,0,null,5.2299999999999329,0,0,0,0,0,0,0,0,0,0,0,0,0,0,0,0,0,0,0,0]
[null,null,null,null,5.2399999999999327,0.29077110373368814,0,0,0,0,0,0,0,0,0,0,0,0,0,0,0,0,0,0,0,null,5.2399999999999327,0,0,0,0,0,0,0,0,0,0,0,0,0,0,0,0,0,0,0,0]
[null,null,null,null,5.2499999999999325,0.29173649396508466,0,0,0,0,0,0,0,0,0,0,0,0,0,0,0,0,0,0,0,null,5.2499999999999325,0,0,0,0,0,0,0,0,0,0,0,0,0,0,0,0,0,0,0,0]
[null,null,null,null,5.2599999999999323,0.29270528294844222,0,0,0,0,0,0,0,0,0,0,0,0,0,0,0,0,0,0,0,null,5.2599999999999323,0,0,0,0,0,0,0,0,0,0,0,0,0,0,0,0,0,0,0,0]
[null,null,null,null,5.2699999999999321,0.2936774835688255,0,0,0,0,0,0,0,0,0,0,0,0,0,0,0,0,0,0,0,null,5.2699999999999321,0,0,0,0,0,0,0,0,0,0,0,0,0,0,0,0,0,0,0,0]
[null,null,null,null,5.2799999999999319,0.29465310873758149,0,0,0,{"$f":"IF(AJ$16=0,0,IF(J$36*$E573^4  +    J$37*$E573^3   +    J$38*$E573^2    +    J$39*$E573   +    J$40>1,1,J$36*$E573^4  +    J$37*$E573^3   +    J$38*$E573^2    +    J$39*$E573   +    J$40))","v":0},{"$f":"IF(AK$16=0,0,IF(K$36*$E573^4  +    K$37*$E573^3   +    K$38*$E573^2    +    K$39*$E573   +    K$40>1,1,K$36*$E573^4  +    K$37*$E573^3   +    K$38*$E573^2    +    K$39*$E573   +    K$40))","v":0},{"$f":"IF(AL$16=0,0,IF(L$36*$E573^4  +    L$37*$E573^3   +    L$38*$E573^2    +    L$39*$E573   +    L$40>1,1,L$36*$E573^4  +    L$37*$E573^3   +    L$38*$E573^2    +    L$39*$E573   +    L$40))","v":0},{"$f":"IF(AM$16=0,0,IF(M$36*$E573^4  +    M$37*$E573^3   +    M$38*$E573^2    +    M$39*$E573   +    M$40>1,1,M$36*$E573^4  +    M$37*$E573^3   +    M$38*$E573^2    +    M$39*$E573   +    M$40))","v":0},{"$f":"IF(AN$16=0,0,IF(N$36*$E573^4  +    N$37*$E573^3   +    N$38*$E573^2    +    N$39*$E573   +    N$40>1,1,N$36*$E573^4  +    N$37*$E573^3   +    N$38*$E573^2    +    N$39*$E573   +    N$40))","v":0},{"$f":"IF(AO$16=0,0,IF(O$36*$E573^4  +    O$37*$E573^3   +    O$38*$E573^2    +    O$39*$E573   +    O$40>1,1,O$36*$E573^4  +    O$37*$E573^3   +    O$38*$E573^2    +    O$39*$E573   +    O$40))","v":0},{"$f":"IF(AP$16=0,0,IF(P$36*$E573^4  +    P$37*$E573^3   +    P$38*$E573^2    +    P$39*$E573   +    P$40>1,1,P$36*$E573^4  +    P$37*$E573^3   +    P$38*$E573^2    +    P$39*$E573   +    P$40))","v":0},{"$f":"IF(AQ$16=0,0,IF(Q$36*$E573^4  +    Q$37*$E573^3   +    Q$38*$E573^2    +    Q$39*$E573   +    Q$40>1,1,Q$36*$E573^4  +    Q$37*$E573^3   +    Q$38*$E573^2    +    Q$39*$E573   +    Q$40))","v":0},{"$f":"IF(AR$16=0,0,IF(R$36*$E573^4  +    R$37*$E573^3   +    R$38*$E573^2    +    R$39*$E573   +    R$40>1,1,R$36*$E573^4  +    R$37*$E573^3   +    R$38*$E573^2    +    R$39*$E573   +    R$40))","v":0},{"$f":"IF(AS$16=0,0,IF(S$36*$E573^4  +    S$37*$E573^3   +    S$38*$E573^2    +    S$39*$E573   +    S$40>1,1,S$36*$E573^4  +    S$37*$E573^3   +    S$38*$E573^2    +    S$39*$E573   +    S$40))","v":0},{"$f":"IF(AT$16=0,0,IF(T$36*$E573^4  +    T$37*$E573^3   +    T$38*$E573^2    +    T$39*$E573   +    T$40>1,1,T$36*$E573^4  +    T$37*$E573^3   +    T$38*$E573^2    +    T$39*$E573   +    T$40))","v":0},{"$f":"IF(AU$16=0,0,IF(U$36*$E573^4  +    U$37*$E573^3   +    U$38*$E573^2    +    U$39*$E573   +    U$40>1,1,U$36*$E573^4  +    U$37*$E573^3   +    U$38*$E573^2    +    U$39*$E573   +    U$40))","v":0},{"$f":"IF(AV$16=0,0,IF(V$36*$E573^4  +    V$37*$E573^3   +    V$38*$E573^2    +    V$39*$E573   +    V$40>1,1,V$36*$E573^4  +    V$37*$E573^3   +    V$38*$E573^2    +    V$39*$E573   +    V$40))","v":0},{"$f":"IF(AW$16=0,0,IF(W$36*$E573^4  +    W$37*$E573^3   +    W$38*$E573^2    +    W$39*$E573   +    W$40>1,1,W$36*$E573^4  +    W$37*$E573^3   +    W$38*$E573^2    +    W$39*$E573   +    W$40))","v":0},{"$f":"IF(AX$16=0,0,IF(X$36*$E573^4  +    X$37*$E573^3   +    X$38*$E573^2    +    X$39*$E573   +    X$40>1,1,X$36*$E573^4  +    X$37*$E573^3   +    X$38*$E573^2    +    X$39*$E573   +    X$40))","v":0},{"$f":"IF(AY$16=0,0,IF(Y$36*$E573^4  +    Y$37*$E573^3   +    Y$38*$E573^2    +    Y$39*$E573   +    Y$40>1,1,Y$36*$E573^4  +    Y$37*$E573^3   +    Y$38*$E573^2    +    Y$39*$E573   +    Y$40))","v":0},null,5.2799999999999319,0,0,0,0,{"$f":"IF(AF$43<>0,INDEX(J$45:J$1045, MATCH($AA573*(AF$43/24), $E$45:$E$1045)), 0)","v":0},{"$f":"IF(AG$43<>0,INDEX(K$45:K$1045, MATCH($AA573*(AG$43/24), $E$45:$E$1045)), 0)","v":0},{"$f":"IF(AH$43<>0,INDEX(L$45:L$1045, MATCH($AA573*(AH$43/24), $E$45:$E$1045)), 0)","v":0},{"$f":"IF(AI$43<>0,INDEX(M$45:M$1045, MATCH($AA573*(AI$43/24), $E$45:$E$1045)), 0)","v":0},{"$f":"IF(AJ$43<>0,INDEX(N$45:N$1045, MATCH($AA573*(AJ$43/24), $E$45:$E$1045)), 0)","v":0},{"$f":"IF(AK$43<>0,INDEX(O$45:O$1045, MATCH($AA573*(AK$43/24), $E$45:$E$1045)), 0)","v":0},{"$f":"IF(AL$43<>0,INDEX(P$45:P$1045, MATCH($AA573*(AL$43/24), $E$45:$E$1045)), 0)","v":0},{"$f":"IF(AM$43<>0,INDEX(Q$45:Q$1045, MATCH($AA573*(AM$43/24), $E$45:$E$1045)), 0)","v":0},{"$f":"IF(AN$43<>0,INDEX(R$45:R$1045, MATCH($AA573*(AN$43/24), $E$45:$E$1045)), 0)","v":0},{"$f":"IF(AO$43<>0,INDEX(S$45:S$1045, MATCH($AA573*(AO$43/24), $E$45:$E$1045)), 0)","v":0},{"$f":"IF(AP$43<>0,INDEX(T$45:T$1045, MATCH($AA573*(AP$43/24), $E$45:$E$1045)), 0)","v":0},{"$f":"IF(AQ$43<>0,INDEX(U$45:U$1045, MATCH($AA573*(AQ$43/24), $E$45:$E$1045)), 0)","v":0},{"$f":"IF(AR$43<>0,INDEX(V$45:V$1045, MATCH($AA573*(AR$43/24), $E$45:$E$1045)), 0)","v":0},{"$f":"IF(AS$43<>0,INDEX(W$45:W$1045, MATCH($AA573*(AS$43/24), $E$45:$E$1045)), 0)","v":0},{"$f":"IF(AT$43<>0,INDEX(X$45:X$1045, MATCH($AA573*(AT$43/24), $E$45:$E$1045)), 0)","v":0},{"$f":"IF(AU$43<>0,INDEX(Y$45:Y$1045, MATCH($AA573*(AU$43/24), $E$45:$E$1045)), 0)","v":0}]
[null,null,null,null,5.2899999999999316,0.29563217139233905,0,0,0,0,0,0,0,0,0,0,0,0,0,0,0,0,0,0,0,null,5.2899999999999316,0,0,0,0,0,0,0,0,0,0,0,0,0,0,0,0,0,0,0,0]
[null,null,null,null,5.2999999999999314,0.29661468449700928,0,0,0,0,0,0,0,0,0,0,0,0,0,0,0,0,0,0,0,null,5.2999999999999314,0,0,0,0,0,0,0,0,0,0,0,0,0,0,0,0,0,0,0,0]
[null,null,null,null,5.3099999999999312,0.2976006610417854,0,0,0,0,0,0,0,0,0,0,0,0,0,0,0,0,0,0,0,null,5.3099999999999312,0,0,0,0,0,0,0,0,0,0,0,0,0,0,0,0,0,0,0,0]
[null,null,null,null,5.319999999999931,0.29859011404314245,0,0,0,0,0,0,0,0,0,0,0,0,0,0,0,0,0,0,0,null,5.319999999999931,0,0,0,0,0,0,0,0,0,0,0,0,0,0,0,0,0,0,0,0]
[null,null,null,null,5.3299999999999308,0.29958305654383766,0,0,0,0,0,0,0,0,0,0,0,0,0,0,0,0,0,0,0,null,5.3299999999999308,0,0,0,0,0,0,0,0,0,0,0,0,0,0,0,0,0,0,0,0]
[null,null,null,null,5.3399999999999306,0.30057950161291042,0,0,0,0,0,0,0,0,0,0,0,0,0,0,0,0,0,0,0,null,5.3399999999999306,0,0,0,0,0,0,0,0,0,0,0,0,0,0,0,0,0,0,0,0]
[null,null,null,null,5.3499999999999304,0.30157946234568211,0,0,0,0,0,0,0,0,0,0,0,0,0,0,0,0,0,0,0,null,5.3499999999999304,0,0,0,0,0,0,0,0,0,0,0,0,0,0,0,0,0,0,0,0]
[null,null,null,null,5.3599999999999302,0.30258295186375617,0,0,0,0,0,0,0,0,0,0,0,0,0,0,0,0,0,0,0,null,5.3599999999999302,0,0,0,0,0,0,0,0,0,0,0,0,0,0,0,0,0,0,0,0]
[null,null,null,null,5.3699999999999299,0.30358998331501813,0,0,0,0,0,0,0,0,0,0,0,0,0,0,0,0,0,0,0,null,5.3699999999999299,0,0,0,0,0,0,0,0,0,0,0,0,0,0,0,0,0,0,0,0]
[null,null,null,null,5.3799999999999297,0.30460056987363565,0,0,0,0,0,0,0,0,0,0,0,0,0,0,0,0,0,0,0,null,5.3799999999999297,0,0,0,0,0,0,0,0,0,0,0,0,0,0,0,0,0,0,0,0]
[null,null,null,null,5.3899999999999295,0.3056147247400583,0,0,0,0,0,0,0,0,0,0,0,0,0,0,0,0,0,0,0,null,5.3899999999999295,0,0,0,0,0,0,0,0,0,0,0,0,0,0,0,0,0,0,0,0]
[null,null,null,null,5.3999999999999293,0.30663246114101789,0,0,0,0,0,0,0,0,0,0,0,0,0,0,0,0,0,0,0,null,5.3999999999999293,0,0,0,0,0,0,0,0,0,0,0,0,0,0,0,0,0,0,0,0]
[null,null,null,null,5.4099999999999291,0.30765379232952811,0,0,0,0,0,0,0,0,0,0,0,0,0,0,0,0,0,0,0,null,5.4099999999999291,0,0,0,0,0,0,0,0,0,0,0,0,0,0,0,0,0,0,0,0]
[null,null,null,null,5.4199999999999289,0.30867873158488507,0,0,0,0,0,0,0,0,0,0,0,0,0,0,0,0,0,0,0,null,5.4199999999999289,0,0,0,0,0,0,0,0,0,0,0,0,0,0,0,0,0,0,0,0]
[null,null,null,null,5.4299999999999287,0.30970729221266641,0,0,0,0,0,0,0,0,0,0,0,0,0,0,0,0,0,0,0,null,5.4299999999999287,0,0,0,0,0,0,0,0,0,0,0,0,0,0,0,0,0,0,0,0]
[null,null,null,null,5.4399999999999284,0.31073948754473241,0,0,0,0,0,0,0,0,0,0,0,0,0,0,0,0,0,0,0,null,5.4399999999999284,0,0,0,0,0,0,0,0,0,0,0,0,0,0,0,0,0,0,0,0]
[null,null,null,null,5.4499999999999282,0.31177533093922505,0,0,0,0,0,0,0,0,0,0,0,0,0,0,0,0,0,0,0,null,5.4499999999999282,0,0,0,0,0,0,0,0,0,0,0,0,0,0,0,0,0,0,0,0]
[null,null,null,null,5.459999999999928,0.31281483578056846,0,0,0,0,0,0,0,0,0,0,0,0,0,0,0,0,0,0,0,null,5.459999999999928,0,0,0,0,0,0,0,0,0,0,0,0,0,0,0,0,0,0,0,0]
[null,null,null,null,5.4699999999999278,0.31385801547946884,0,0,0,0,0,0,0,0,0,0,0,0,0,0,0,0,0,0,0,null,5.4699999999999278,0,0,0,0,0,0,0,0,0,0,0,0,0,0,0,0,0,0,0,0]
[null,null,null,null,5.4799999999999276,0.31490488347291462,0,0,0,0,0,0,0,0,0,0,0,0,0,0,0,0,0,0,0,null,5.4799999999999276,0,0,0,0,0,0,0,0,0,0,0,0,0,0,0,0,0,0,0,0]
[null,null,null,null,5.4899999999999274,0.31595545322417612,0,0,0,0,0,0,0,0,0,0,0,0,0,0,0,0,0,0,0,null,5.4899999999999274,0,0,0,0,0,0,0,0,0,0,0,0,0,0,0,0,0,0,0,0]
[null,null,null,null,5.4999999999999272,0.31700973822280559,0,0,0,0,0,0,0,0,0,0,0,0,0,0,0,0,0,0,0,null,5.4999999999999272,0,0,0,0,0,0,0,0,0,0,0,0,0,0,0,0,0,0,0,0]
[null,null,null,null,5.509999999999927,0.31806775198463783,0,0,0,0,0,0,0,0,0,0,0,0,0,0,0,0,0,0,0,null,5.509999999999927,0,0,0,0,0,0,0,0,0,0,0,0,0,0,0,0,0,0,0,0]
[null,null,null,null,5.5199999999999267,0.31912950805178919,0,0,0,0,0,0,0,0,0,0,0,0,0,0,0,0,0,0,0,null,5.5199999999999267,0,0,0,0,0,0,0,0,0,0,0,0,0,0,0,0,0,0,0,0]
[null,null,null,null,5.5299999999999265,0.32019501999265837,0,0,0,0,0,0,0,0,0,0,0,0,0,0,0,0,0,0,0,null,5.5299999999999265,0,0,0,0,0,0,0,0,0,0,0,0,0,0,0,0,0,0,0,0]
[null,null,null,null,5.5399999999999263,0.32126430140192619,0,0,0,0,0,0,0,0,0,0,0,0,0,0,0,0,0,0,0,null,5.5399999999999263,0,0,0,0,0,0,0,0,0,0,0,0,0,0,0,0,0,0,0,0]
[null,null,null,null,5.5499999999999261,0.32233736590055528,0,0,0,0,0,0,0,0,0,0,0,0,0,0,0,0,0,0,0,null,5.5499999999999261,0,0,0,0,0,0,0,0,0,0,0,0,0,0,0,0,0,0,0,0]
[null,null,null,null,5.5599999999999259,0.32341422713579054,0,0,0,0,0,0,0,0,0,0,0,0,0,0,0,0,0,0,0,null,5.5599999999999259,0,0,0,0,0,0,0,0,0,0,0,0,0,0,0,0,0,0,0,0]
[null,null,null,null,5.5699999999999257,0.32449489878115895,0,0,0,0,0,0,0,0,0,0,0,0,0,0,0,0,0,0,0,null,5.5699999999999257,0,0,0,0,0,0,0,0,0,0,0,0,0,0,0,0,0,0,0,0]
[null,null,null,null,5.5799999999999255,0.3255793945364695,0,0,0,0,0,0,0,0,0,0,0,0,0,0,0,0,0,0,0,null,5.5799999999999255,0,0,0,0,0,0,0,0,0,0,0,0,0,0,0,0,0,0,0,0]
[null,null,null,null,5.5899999999999253,0.32666772812781314,0,0,0,0,0,0,0,0,0,0,0,0,0,0,0,0,0,0,0,null,5.5899999999999253,0,0,0,0,0,0,0,0,0,0,0,0,0,0,0,0,0,0,0,0]
[null,null,null,null,5.599999999999925,0.3277599133075631,0,0,0,0,0,0,0,0,0,0,0,0,0,0,0,0,0,0,0,null,5.599999999999925,0,0,0,0,0,0,0,0,0,0,0,0,0,0,0,0,0,0,0,0]
[null,null,null,null,5.6099999999999248,0.3288559638543746,0,0,0,0,0,0,0,0,0,0,0,0,0,0,0,0,0,0,0,null,5.6099999999999248,0,0,0,0,0,0,0,0,0,0,0,0,0,0,0,0,0,0,0,0]
[null,null,null,null,5.6199999999999246,0.32995589357318483,0,0,0,0,0,0,0,0,0,0,0,0,0,0,0,0,0,0,0,null,5.6199999999999246,0,0,0,0,0,0,0,0,0,0,0,0,0,0,0,0,0,0,0,0]
[null,null,null,null,5.6299999999999244,0.33105971629521319,0,0,0,0,0,0,0,0,0,0,0,0,0,0,0,0,0,0,0,null,5.6299999999999244,0,0,0,0,0,0,0,0,0,0,0,0,0,0,0,0,0,0,0,0]
[null,null,null,null,5.6399999999999242,0.33216744587796104,0,0,0,0,0,0,0,0,0,0,0,0,0,0,0,0,0,0,0,null,5.6399999999999242,0,0,0,0,0,0,0,0,0,0,0,0,0,0,0,0,0,0,0,0]
[null,null,null,null,5.649999999999924,0.33327909620521196,0,0,0,0,0,0,0,0,0,0,0,0,0,0,0,0,0,0,0,null,5.649999999999924,0,0,0,0,0,0,0,0,0,0,0,0,0,0,0,0,0,0,0,0]
[null,null,null,null,5.6599999999999238,0.33439468118703136,0,0,0,0,0,0,0,0,0,0,0,0,0,0,0,0,0,0,0,null,5.6599999999999238,0,0,0,0,0,0,0,0,0,0,0,0,0,0,0,0,0,0,0,0]
[null,null,null,null,5.6699999999999235,0.33551421475976689,0,0,0,0,0,0,0,0,0,0,0,0,0,0,0,0,0,0,0,null,5.6699999999999235,0,0,0,0,0,0,0,0,0,0,0,0,0,0,0,0,0,0,0,0]
[null,null,null,null,5.6799999999999233,0.33663771088604838,0,0,0,0,0,0,0,0,0,0,0,0,0,0,0,0,0,0,0,null,5.6799999999999233,0,0,0,0,0,0,0,0,0,0,0,0,0,0,0,0,0,0,0,0]
[null,null,null,null,5.6899999999999231,0.33776518355478746,0,0,0,0,0,0,0,0,0,0,0,0,0,0,0,0,0,0,0,null,5.6899999999999231,0,0,0,0,0,0,0,0,0,0,0,0,0,0,0,0,0,0,0,0]
[null,null,null,null,5.6999999999999229,0.33889664678117798,0,0,0,0,0,0,0,0,0,0,0,0,0,0,0,0,0,0,0,null,5.6999999999999229,0,0,0,0,0,0,0,0,0,0,0,0,0,0,0,0,0,0,0,0]
[null,null,null,null,5.7099999999999227,0.34003211460669586,0,0,0,0,0,0,0,0,0,0,0,0,0,0,0,0,0,0,0,null,5.7099999999999227,0,0,0,0,0,0,0,0,0,0,0,0,0,0,0,0,0,0,0,0]
[null,null,null,null,5.7199999999999225,0.34117160109909911,0,0,0,0,0,0,0,0,0,0,0,0,0,0,0,0,0,0,0,null,5.7199999999999225,0,0,0,0,0,0,0,0,0,0,0,0,0,0,0,0,0,0,0,0]
[null,null,null,null,5.7299999999999223,0.34231512035242756,0,0,0,0,0,0,0,0,0,0,0,0,0,0,0,0,0,0,0,null,5.7299999999999223,0,0,0,0,0,0,0,0,0,0,0,0,0,0,0,0,0,0,0,0]
[null,null,null,null,5.7399999999999221,0.34346268648700362,0,0,0,0,0,0,0,0,0,0,0,0,0,0,0,0,0,0,0,null,5.7399999999999221,0,0,0,0,0,0,0,0,0,0,0,0,0,0,0,0,0,0,0,0]
[null,null,null,null,5.7499999999999218,0.34461431364943135,0,0,0,0,0,0,0,0,0,0,0,0,0,0,0,0,0,0,0,null,5.7499999999999218,0,0,0,0,0,0,0,0,0,0,0,0,0,0,0,0,0,0,0,0]
[null,null,null,null,5.7599999999999216,0.34577001601259677,0,0,0,0,0,0,0,0,0,0,0,0,0,0,0,0,0,0,0,null,5.7599999999999216,0,0,0,0,0,0,0,0,0,0,0,0,0,0,0,0,0,0,0,0]
[null,null,null,null,{"$f":"E621+0.01","v":5.7699999999999214},{"$f":"IF(AF$16=0,0,IF(F$36*$E622^4  +    F$37*$E622^3   +    F$38*$E622^2    +    F$39*$E622   +    F$40>1,1,F$36*$E622^4  +    F$37*$E622^3   +    F$38*$E622^2    +    F$39*$E622   +    F$40))","v":0.34692980777566856},{"$f":"IF(AG$16=0,0,IF(G$36*$E622^4  +    G$37*$E622^3   +    G$38*$E622^2    +    G$39*$E622   +    G$40>1,1,G$36*$E622^4  +    G$37*$E622^3   +    G$38*$E622^2    +    G$39*$E622   +    G$40))","v":0},{"$f":"IF(AH$16=0,0,IF(H$36*$E622^4  +    H$37*$E622^3   +    H$38*$E622^2    +    H$39*$E622   +    H$40>1,1,H$36*$E622^4  +    H$37*$E622^3   +    H$38*$E622^2    +    H$39*$E622   +    H$40))","v":0},{"$f":"IF(AI$16=0,0,IF(I$36*$E622^4  +    I$37*$E622^3   +    I$38*$E622^2    +    I$39*$E622   +    I$40>1,1,I$36*$E622^4  +    I$37*$E622^3   +    I$38*$E622^2    +    I$39*$E622   +    I$40))","v":0},0,0,0,0,0,0,0,0,0,0,0,0,0,0,0,0,null,{"$f":"AA621+0.01","v":5.7699999999999214},{"$f":"IF(AB$43<>0,INDEX(F$45:F$1045, MATCH($AA622*(AB$43/24), $E$45:$E$1045)), 0)","v":0},{"$f":"IF(AC$43<>0,INDEX(G$45:G$1045, MATCH($AA622*(AC$43/24), $E$45:$E$1045)), 0)","v":0},{"$f":"IF(AD$43<>0,INDEX(H$45:H$1045, MATCH($AA622*(AD$43/24), $E$45:$E$1045)), 0)","v":0},{"$f":"IF(AE$43<>0,INDEX(I$45:I$1045, MATCH($AA622*(AE$43/24), $E$45:$E$1045)), 0)","v":0},0,0,0,0,0,0,0,0,0,0,0,0,0,0,0,0]
[null,null,null,null,5.7799999999999212,0.34809370316409688,0,0,0,0,0,0,0,0,0,0,0,0,0,0,0,0,0,0,0,null,5.7799999999999212,0,0,0,0,0,0,0,0,0,0,0,0,0,0,0,0,0,0,0,0]
[null,null,null,null,5.789999999999921,0.34926171642961429,0,0,0,0,0,0,0,0,0,0,0,0,0,0,0,0,0,0,0,null,5.789999999999921,0,0,0,0,0,0,0,0,0,0,0,0,0,0,0,0,0,0,0,0]
[null,null,null,null,5.7999999999999208,0.35043386185023523,0,0,0,0,0,0,0,0,0,0,0,0,0,0,0,0,0,0,0,null,5.7999999999999208,0,0,0,0,0,0,0,0,0,0,0,0,0,0,0,0,0,0,0,0]
[null,null,null,null,5.8099999999999206,0.35161015373025639,0,0,0,0,0,0,0,0,0,0,0,0,0,0,0,0,0,0,0,null,5.8099999999999206,0,0,0,0,0,0,0,0,0,0,0,0,0,0,0,0,0,0,0,0]
[null,null,null,null,5.8199999999999203,0.35279060640025633,0,0,0,0,0,0,0,0,0,0,0,0,0,0,0,0,0,0,0,null,5.8199999999999203,0,0,0,0,0,0,0,0,0,0,0,0,0,0,0,0,0,0,0,0]
[null,null,null,null,5.8299999999999201,0.35397523421709581,0,0,0,0,0,0,0,0,0,0,0,0,0,0,0,0,0,0,0,null,5.8299999999999201,0,0,0,0,0,0,0,0,0,0,0,0,0,0,0,0,0,0,0,0]
[null,null,null,null,5.8399999999999199,0.35516405156391778,0,0,0,0,0,0,0,0,0,0,0,0,0,0,0,0,0,0,0,null,5.8399999999999199,0,0,0,0,0,0,0,0,0,0,0,0,0,0,0,0,0,0,0,0]
[null,null,null,null,5.8499999999999197,0.35635707285014689,0,0,0,0,0,0,0,0,0,0,0,0,0,0,0,0,0,0,0,null,5.8499999999999197,0,0,0,0,0,0,0,0,0,0,0,0,0,0,0,0,0,0,0,0]
[null,null,null,null,5.8599999999999195,0.35755431251149034,0,0,0,0,0,0,0,0,0,0,0,0,0,0,0,0,0,0,0,null,5.8599999999999195,0,0,0,0,0,0,0,0,0,0,0,0,0,0,0,0,0,0,0,0]
[null,null,null,null,5.8699999999999193,0.35875578500993682,0,0,0,0,0,0,0,0,0,0,0,0,0,0,0,0,0,0,0,null,5.8699999999999193,0,0,0,0,0,0,0,0,0,0,0,0,0,0,0,0,0,0,0,0]
[null,null,null,null,5.8799999999999191,0.35996150483375772,0,0,0,0,0,0,0,0,0,0,0,0,0,0,0,0,0,0,0,null,5.8799999999999191,0,0,0,0,0,0,0,0,0,0,0,0,0,0,0,0,0,0,0,0]
[null,null,null,null,5.8899999999999189,0.36117148649750602,0,0,0,0,0,0,0,0,0,0,0,0,0,0,0,0,0,0,0,null,5.8899999999999189,0,0,0,0,0,0,0,0,0,0,0,0,0,0,0,0,0,0,0,0]
[null,null,null,null,5.8999999999999186,0.362385744542017,0,0,0,0,0,0,0,0,0,0,0,0,0,0,0,0,0,0,0,null,5.8999999999999186,0,0,0,0,0,0,0,0,0,0,0,0,0,0,0,0,0,0,0,0]
[null,null,null,null,5.9099999999999184,0.36360429353440787,0,0,0,0,0,0,0,0,0,0,0,0,0,0,0,0,0,0,0,null,5.9099999999999184,0,0,0,0,0,0,0,0,0,0,0,0,0,0,0,0,0,0,0,0]
[null,null,null,null,5.9199999999999182,0.3648271480680782,0,0,0,{"$f":"IF(AJ$16=0,0,IF(J$36*$E637^4  +    J$37*$E637^3   +    J$38*$E637^2    +    J$39*$E637   +    J$40>1,1,J$36*$E637^4  +    J$37*$E637^3   +    J$38*$E637^2    +    J$39*$E637   +    J$40))","v":0},{"$f":"IF(AK$16=0,0,IF(K$36*$E637^4  +    K$37*$E637^3   +    K$38*$E637^2    +    K$39*$E637   +    K$40>1,1,K$36*$E637^4  +    K$37*$E637^3   +    K$38*$E637^2    +    K$39*$E637   +    K$40))","v":0},{"$f":"IF(AL$16=0,0,IF(L$36*$E637^4  +    L$37*$E637^3   +    L$38*$E637^2    +    L$39*$E637   +    L$40>1,1,L$36*$E637^4  +    L$37*$E637^3   +    L$38*$E637^2    +    L$39*$E637   +    L$40))","v":0},{"$f":"IF(AM$16=0,0,IF(M$36*$E637^4  +    M$37*$E637^3   +    M$38*$E637^2    +    M$39*$E637   +    M$40>1,1,M$36*$E637^4  +    M$37*$E637^3   +    M$38*$E637^2    +    M$39*$E637   +    M$40))","v":0},{"$f":"IF(AN$16=0,0,IF(N$36*$E637^4  +    N$37*$E637^3   +    N$38*$E637^2    +    N$39*$E637   +    N$40>1,1,N$36*$E637^4  +    N$37*$E637^3   +    N$38*$E637^2    +    N$39*$E637   +    N$40))","v":0},{"$f":"IF(AO$16=0,0,IF(O$36*$E637^4  +    O$37*$E637^3   +    O$38*$E637^2    +    O$39*$E637   +    O$40>1,1,O$36*$E637^4  +    O$37*$E637^3   +    O$38*$E637^2    +    O$39*$E637   +    O$40))","v":0},{"$f":"IF(AP$16=0,0,IF(P$36*$E637^4  +    P$37*$E637^3   +    P$38*$E637^2    +    P$39*$E637   +    P$40>1,1,P$36*$E637^4  +    P$37*$E637^3   +    P$38*$E637^2    +    P$39*$E637   +    P$40))","v":0},{"$f":"IF(AQ$16=0,0,IF(Q$36*$E637^4  +    Q$37*$E637^3   +    Q$38*$E637^2    +    Q$39*$E637   +    Q$40>1,1,Q$36*$E637^4  +    Q$37*$E637^3   +    Q$38*$E637^2    +    Q$39*$E637   +    Q$40))","v":0},{"$f":"IF(AR$16=0,0,IF(R$36*$E637^4  +    R$37*$E637^3   +    R$38*$E637^2    +    R$39*$E637   +    R$40>1,1,R$36*$E637^4  +    R$37*$E637^3   +    R$38*$E637^2    +    R$39*$E637   +    R$40))","v":0},{"$f":"IF(AS$16=0,0,IF(S$36*$E637^4  +    S$37*$E637^3   +    S$38*$E637^2    +    S$39*$E637   +    S$40>1,1,S$36*$E637^4  +    S$37*$E637^3   +    S$38*$E637^2    +    S$39*$E637   +    S$40))","v":0},{"$f":"IF(AT$16=0,0,IF(T$36*$E637^4  +    T$37*$E637^3   +    T$38*$E637^2    +    T$39*$E637   +    T$40>1,1,T$36*$E637^4  +    T$37*$E637^3   +    T$38*$E637^2    +    T$39*$E637   +    T$40))","v":0},{"$f":"IF(AU$16=0,0,IF(U$36*$E637^4  +    U$37*$E637^3   +    U$38*$E637^2    +    U$39*$E637   +    U$40>1,1,U$36*$E637^4  +    U$37*$E637^3   +    U$38*$E637^2    +    U$39*$E637   +    U$40))","v":0},{"$f":"IF(AV$16=0,0,IF(V$36*$E637^4  +    V$37*$E637^3   +    V$38*$E637^2    +    V$39*$E637   +    V$40>1,1,V$36*$E637^4  +    V$37*$E637^3   +    V$38*$E637^2    +    V$39*$E637   +    V$40))","v":0},{"$f":"IF(AW$16=0,0,IF(W$36*$E637^4  +    W$37*$E637^3   +    W$38*$E637^2    +    W$39*$E637   +    W$40>1,1,W$36*$E637^4  +    W$37*$E637^3   +    W$38*$E637^2    +    W$39*$E637   +    W$40))","v":0},{"$f":"IF(AX$16=0,0,IF(X$36*$E637^4  +    X$37*$E637^3   +    X$38*$E637^2    +    X$39*$E637   +    X$40>1,1,X$36*$E637^4  +    X$37*$E637^3   +    X$38*$E637^2    +    X$39*$E637   +    X$40))","v":0},{"$f":"IF(AY$16=0,0,IF(Y$36*$E637^4  +    Y$37*$E637^3   +    Y$38*$E637^2    +    Y$39*$E637   +    Y$40>1,1,Y$36*$E637^4  +    Y$37*$E637^3   +    Y$38*$E637^2    +    Y$39*$E637   +    Y$40))","v":0},null,5.9199999999999182,0,0,0,0,{"$f":"IF(AF$43<>0,INDEX(J$45:J$1045, MATCH($AA637*(AF$43/24), $E$45:$E$1045)), 0)","v":0},{"$f":"IF(AG$43<>0,INDEX(K$45:K$1045, MATCH($AA637*(AG$43/24), $E$45:$E$1045)), 0)","v":0},{"$f":"IF(AH$43<>0,INDEX(L$45:L$1045, MATCH($AA637*(AH$43/24), $E$45:$E$1045)), 0)","v":0},{"$f":"IF(AI$43<>0,INDEX(M$45:M$1045, MATCH($AA637*(AI$43/24), $E$45:$E$1045)), 0)","v":0},{"$f":"IF(AJ$43<>0,INDEX(N$45:N$1045, MATCH($AA637*(AJ$43/24), $E$45:$E$1045)), 0)","v":0},{"$f":"IF(AK$43<>0,INDEX(O$45:O$1045, MATCH($AA637*(AK$43/24), $E$45:$E$1045)), 0)","v":0},{"$f":"IF(AL$43<>0,INDEX(P$45:P$1045, MATCH($AA637*(AL$43/24), $E$45:$E$1045)), 0)","v":0},{"$f":"IF(AM$43<>0,INDEX(Q$45:Q$1045, MATCH($AA637*(AM$43/24), $E$45:$E$1045)), 0)","v":0},{"$f":"IF(AN$43<>0,INDEX(R$45:R$1045, MATCH($AA637*(AN$43/24), $E$45:$E$1045)), 0)","v":0},{"$f":"IF(AO$43<>0,INDEX(S$45:S$1045, MATCH($AA637*(AO$43/24), $E$45:$E$1045)), 0)","v":0},{"$f":"IF(AP$43<>0,INDEX(T$45:T$1045, MATCH($AA637*(AP$43/24), $E$45:$E$1045)), 0)","v":0},{"$f":"IF(AQ$43<>0,INDEX(U$45:U$1045, MATCH($AA637*(AQ$43/24), $E$45:$E$1045)), 0)","v":0},{"$f":"IF(AR$43<>0,INDEX(V$45:V$1045, MATCH($AA637*(AR$43/24), $E$45:$E$1045)), 0)","v":0},{"$f":"IF(AS$43<>0,INDEX(W$45:W$1045, MATCH($AA637*(AS$43/24), $E$45:$E$1045)), 0)","v":0},{"$f":"IF(AT$43<>0,INDEX(X$45:X$1045, MATCH($AA637*(AT$43/24), $E$45:$E$1045)), 0)","v":0},{"$f":"IF(AU$43<>0,INDEX(Y$45:Y$1045, MATCH($AA637*(AU$43/24), $E$45:$E$1045)), 0)","v":0}]
[null,null,null,null,5.929999999999918,0.36605432276270922,0,0,0,0,0,0,0,0,0,0,0,0,0,0,0,0,0,0,0,null,5.929999999999918,0,0,0,0,0,0,0,0,0,0,0,0,0,0,0,0,0,0,0,0]
[null,null,null,null,5.9399999999999178,0.36728583226426453,0,0,0,0,0,0,0,0,0,0,0,0,0,0,0,0,0,0,0,null,5.9399999999999178,0,0,0,0,0,0,0,0,0,0,0,0,0,0,0,0,0,0,0,0]
[null,null,null,null,5.9499999999999176,0.36852169124498957,0,0,0,0,0,0,0,0,0,0,0,0,0,0,0,0,0,0,0,null,5.9499999999999176,0,0,0,0,0,0,0,0,0,0,0,0,0,0,0,0,0,0,0,0]
[null,null,null,null,5.9599999999999174,0.36976191440341222,0,0,0,0,0,0,0,0,0,0,0,0,0,0,0,0,0,0,0,null,5.9599999999999174,0,0,0,0,0,0,0,0,0,0,0,0,0,0,0,0,0,0,0,0]
[null,null,null,null,5.9699999999999172,0.37100651646434196,0,0,0,0,0,0,0,0,0,0,0,0,0,0,0,0,0,0,0,null,5.9699999999999172,0,0,0,0,0,0,0,0,0,0,0,0,0,0,0,0,0,0,0,0]
[null,null,null,null,5.9799999999999169,0.37225551217887082,0,0,0,0,0,0,0,0,0,0,0,0,0,0,0,0,0,0,0,null,5.9799999999999169,0,0,0,0,0,0,0,0,0,0,0,0,0,0,0,0,0,0,0,0]
[null,null,null,null,5.9899999999999167,0.37350891632437239,0,0,0,0,0,0,0,0,0,0,0,0,0,0,0,0,0,0,0,null,5.9899999999999167,0,0,0,0,0,0,0,0,0,0,0,0,0,0,0,0,0,0,0,0]
[null,null,null,null,5.9999999999999165,0.37476674370450269,0,0,0,0,0,0,0,0,0,0,0,0,0,0,0,0,0,0,0,null,5.9999999999999165,0,0,0,0,0,0,0,0,0,0,0,0,0,0,0,0,0,0,0,0]
[null,null,null,null,6.0099999999999163,0.37602900914919973,0,0,0,0,0,0,0,0,0,0,0,0,0,0,0,0,0,0,0,null,6.0099999999999163,0,0,0,0,0,0,0,0,0,0,0,0,0,0,0,0,0,0,0,0]
[null,null,null,null,6.0199999999999161,0.3772957275146836,0,0,0,0,0,0,0,0,0,0,0,0,0,0,0,0,0,0,0,null,6.0199999999999161,0,0,0,0,0,0,0,0,0,0,0,0,0,0,0,0,0,0,0,0]
[null,null,null,null,6.0299999999999159,0.37856691368345635,0,0,0,0,0,0,0,0,0,0,0,0,0,0,0,0,0,0,0,null,6.0299999999999159,0,0,0,0,0,0,0,0,0,0,0,0,0,0,0,0,0,0,0,0]
[null,null,null,null,6.0399999999999157,0.37984258256430231,0,0,0,0,0,0,0,0,0,0,0,0,0,0,0,0,0,0,0,null,6.0399999999999157,0,0,0,0,0,0,0,0,0,0,0,0,0,0,0,0,0,0,0,0]
[null,null,null,null,6.0499999999999154,0.38112274909228749,0,0,0,0,0,0,0,0,0,0,0,0,0,0,0,0,0,0,0,null,6.0499999999999154,0,0,0,0,0,0,0,0,0,0,0,0,0,0,0,0,0,0,0,0]
[null,null,null,null,6.0599999999999152,0.38240742822876056,0,0,0,0,0,0,0,0,0,0,0,0,0,0,0,0,0,0,0,null,6.0599999999999152,0,0,0,0,0,0,0,0,0,0,0,0,0,0,0,0,0,0,0,0]
[null,null,null,null,6.069999999999915,0.38369663496135165,0,0,0,0,0,0,0,0,0,0,0,0,0,0,0,0,0,0,0,null,6.069999999999915,0,0,0,0,0,0,0,0,0,0,0,0,0,0,0,0,0,0,0,0]
[null,null,null,null,6.0799999999999148,0.38499038430397342,0,0,0,0,0,0,0,0,0,0,0,0,0,0,0,0,0,0,0,null,6.0799999999999148,0,0,0,0,0,0,0,0,0,0,0,0,0,0,0,0,0,0,0,0]
[null,null,null,null,6.0899999999999146,0.38628869129682036,0,0,0,0,0,0,0,0,0,0,0,0,0,0,0,0,0,0,0,null,6.0899999999999146,0,0,0,0,0,0,0,0,0,0,0,0,0,0,0,0,0,0,0,0]
[null,null,null,null,6.0999999999999144,0.3875915710063691,0,0,0,0,0,0,0,0,0,0,0,0,0,0,0,0,0,0,0,null,6.0999999999999144,0,0,0,0,0,0,0,0,0,0,0,0,0,0,0,0,0,0,0,0]
[null,null,null,null,6.1099999999999142,0.38889903852537827,0,0,0,0,0,0,0,0,0,0,0,0,0,0,0,0,0,0,0,null,6.1099999999999142,0,0,0,0,0,0,0,0,0,0,0,0,0,0,0,0,0,0,0,0]
[null,null,null,null,6.119999999999914,0.39021110897288869,0,0,0,0,0,0,0,0,0,0,0,0,0,0,0,0,0,0,0,null,6.119999999999914,0,0,0,0,0,0,0,0,0,0,0,0,0,0,0,0,0,0,0,0]
[null,null,null,null,6.1299999999999137,0.39152779749422317,0,0,0,0,0,0,0,0,0,0,0,0,0,0,0,0,0,0,0,null,6.1299999999999137,0,0,0,0,0,0,0,0,0,0,0,0,0,0,0,0,0,0,0,0]
[null,null,null,null,6.1399999999999135,0.39284911926098659,0,0,0,0,0,0,0,0,0,0,0,0,0,0,0,0,0,0,0,null,6.1399999999999135,0,0,0,0,0,0,0,0,0,0,0,0,0,0,0,0,0,0,0,0]
[null,null,null,null,6.1499999999999133,0.39417508947106589,0,0,0,0,0,0,0,0,0,0,0,0,0,0,0,0,0,0,0,null,6.1499999999999133,0,0,0,0,0,0,0,0,0,0,0,0,0,0,0,0,0,0,0,0]
[null,null,null,null,6.1599999999999131,0.39550572334863016,0,0,0,0,0,0,0,0,0,0,0,0,0,0,0,0,0,0,0,null,6.1599999999999131,0,0,0,0,0,0,0,0,0,0,0,0,0,0,0,0,0,0,0,0]
[null,null,null,null,6.1699999999999129,0.39684103614413052,0,0,0,0,0,0,0,0,0,0,0,0,0,0,0,0,0,0,0,null,6.1699999999999129,0,0,0,0,0,0,0,0,0,0,0,0,0,0,0,0,0,0,0,0]
[null,null,null,null,6.1799999999999127,0.39818104313430019,0,0,0,0,0,0,0,0,0,0,0,0,0,0,0,0,0,0,0,null,6.1799999999999127,0,0,0,0,0,0,0,0,0,0,0,0,0,0,0,0,0,0,0,0]
[null,null,null,null,6.1899999999999125,0.39952575962215425,0,0,0,0,0,0,0,0,0,0,0,0,0,0,0,0,0,0,0,null,6.1899999999999125,0,0,0,0,0,0,0,0,0,0,0,0,0,0,0,0,0,0,0,0]
[null,null,null,null,6.1999999999999122,0.40087520093699008,0,0,0,0,0,0,0,0,0,0,0,0,0,0,0,0,0,0,0,null,6.1999999999999122,0,0,0,0,0,0,0,0,0,0,0,0,0,0,0,0,0,0,0,0]
[null,null,null,null,6.209999999999912,0.40222938243438716,0,0,0,0,0,0,0,0,0,0,0,0,0,0,0,0,0,0,0,null,6.209999999999912,0,0,0,0,0,0,0,0,0,0,0,0,0,0,0,0,0,0,0,0]
[null,null,null,null,6.2199999999999118,0.40358831949620683,0,0,0,0,0,0,0,0,0,0,0,0,0,0,0,0,0,0,0,null,6.2199999999999118,0,0,0,0,0,0,0,0,0,0,0,0,0,0,0,0,0,0,0,0]
[null,null,null,null,6.2299999999999116,0.40495202753059267,0,0,0,0,0,0,0,0,0,0,0,0,0,0,0,0,0,0,0,null,6.2299999999999116,0,0,0,0,0,0,0,0,0,0,0,0,0,0,0,0,0,0,0,0]
[null,null,null,null,6.2399999999999114,0.40632052197197027,0,0,0,0,0,0,0,0,0,0,0,0,0,0,0,0,0,0,0,null,6.2399999999999114,0,0,0,0,0,0,0,0,0,0,0,0,0,0,0,0,0,0,0,0]
[null,null,null,null,6.2499999999999112,0.40769381828104734,0,0,0,0,0,0,0,0,0,0,0,0,0,0,0,0,0,0,0,null,6.2499999999999112,0,0,0,0,0,0,0,0,0,0,0,0,0,0,0,0,0,0,0,0]
[null,null,null,null,6.259999999999911,0.40907193194481356,0,0,0,0,0,0,0,0,0,0,0,0,0,0,0,0,0,0,0,null,6.259999999999911,0,0,0,0,0,0,0,0,0,0,0,0,0,0,0,0,0,0,0,0]
[null,null,null,null,6.2699999999999108,0.41045487847654066,0,0,0,0,0,0,0,0,0,0,0,0,0,0,0,0,0,0,0,null,6.2699999999999108,0,0,0,0,0,0,0,0,0,0,0,0,0,0,0,0,0,0,0,0]
[null,null,null,null,6.2799999999999105,0.41184267341578268,0,0,0,0,0,0,0,0,0,0,0,0,0,0,0,0,0,0,0,null,6.2799999999999105,0,0,0,0,0,0,0,0,0,0,0,0,0,0,0,0,0,0,0,0]
[null,null,null,null,6.2899999999999103,0.41323533232837539,0,0,0,0,0,0,0,0,0,0,0,0,0,0,0,0,0,0,0,null,6.2899999999999103,0,0,0,0,0,0,0,0,0,0,0,0,0,0,0,0,0,0,0,0]
[null,null,null,null,6.2999999999999101,0.4146328708064369,0,0,0,0,0,0,0,0,0,0,0,0,0,0,0,0,0,0,0,null,6.2999999999999101,0,0,0,0,0,0,0,0,0,0,0,0,0,0,0,0,0,0,0,0]
[null,null,null,null,6.3099999999999099,0.41603530446836728,0,0,0,0,0,0,0,0,0,0,0,0,0,0,0,0,0,0,0,null,6.3099999999999099,0,0,0,0,0,0,0,0,0,0,0,0,0,0,0,0,0,0,0,0]
[null,null,null,null,6.3199999999999097,0.41744264895884869,0,0,0,0,0,0,0,0,0,0,0,0,0,0,0,0,0,0,0,null,6.3199999999999097,0,0,0,0,0,0,0,0,0,0,0,0,0,0,0,0,0,0,0,0]
[null,null,null,null,6.3299999999999095,0.41885491994884538,0,0,0,0,0,0,0,0,0,0,0,0,0,0,0,0,0,0,0,null,6.3299999999999095,0,0,0,0,0,0,0,0,0,0,0,0,0,0,0,0,0,0,0,0]
[null,null,null,null,6.3399999999999093,0.42027213313560358,0,0,0,0,0,0,0,0,0,0,0,0,0,0,0,0,0,0,0,null,6.3399999999999093,0,0,0,0,0,0,0,0,0,0,0,0,0,0,0,0,0,0,0,0]
[null,null,null,null,6.3499999999999091,0.4216943042426517,0,0,0,0,0,0,0,0,0,0,0,0,0,0,0,0,0,0,0,null,6.3499999999999091,0,0,0,0,0,0,0,0,0,0,0,0,0,0,0,0,0,0,0,0]
[null,null,null,null,6.3599999999999088,0.42312144901980003,0,0,0,0,0,0,0,0,0,0,0,0,0,0,0,0,0,0,0,null,6.3599999999999088,0,0,0,0,0,0,0,0,0,0,0,0,0,0,0,0,0,0,0,0]
[null,null,null,null,6.3699999999999086,0.4245535832431413,0,0,0,0,0,0,0,0,0,0,0,0,0,0,0,0,0,0,0,null,6.3699999999999086,0,0,0,0,0,0,0,0,0,0,0,0,0,0,0,0,0,0,0,0]
[null,null,null,null,6.3799999999999084,0.42599072271504995,0,0,0,0,0,0,0,0,0,0,0,0,0,0,0,0,0,0,0,null,6.3799999999999084,0,0,0,0,0,0,0,0,0,0,0,0,0,0,0,0,0,0,0,0]
[null,null,null,null,6.3899999999999082,0.42743288326418255,0,0,0,0,0,0,0,0,0,0,0,0,0,0,0,0,0,0,0,null,6.3899999999999082,0,0,0,0,0,0,0,0,0,0,0,0,0,0,0,0,0,0,0,0]
[null,null,null,null,6.399999999999908,0.42888008074547795,0,0,0,0,0,0,0,0,0,0,0,0,0,0,0,0,0,0,0,null,6.399999999999908,0,0,0,0,0,0,0,0,0,0,0,0,0,0,0,0,0,0,0,0]
[null,null,null,null,{"$f":"E685+0.01","v":6.4099999999999078},{"$f":"IF(AF$16=0,0,IF(F$36*$E686^4  +    F$37*$E686^3   +    F$38*$E686^2    +    F$39*$E686   +    F$40>1,1,F$36*$E686^4  +    F$37*$E686^3   +    F$38*$E686^2    +    F$39*$E686   +    F$40))","v":0.43033233104015695},{"$f":"IF(AG$16=0,0,IF(G$36*$E686^4  +    G$37*$E686^3   +    G$38*$E686^2    +    G$39*$E686   +    G$40>1,1,G$36*$E686^4  +    G$37*$E686^3   +    G$38*$E686^2    +    G$39*$E686   +    G$40))","v":0},{"$f":"IF(AH$16=0,0,IF(H$36*$E686^4  +    H$37*$E686^3   +    H$38*$E686^2    +    H$39*$E686   +    H$40>1,1,H$36*$E686^4  +    H$37*$E686^3   +    H$38*$E686^2    +    H$39*$E686   +    H$40))","v":0},{"$f":"IF(AI$16=0,0,IF(I$36*$E686^4  +    I$37*$E686^3   +    I$38*$E686^2    +    I$39*$E686   +    I$40>1,1,I$36*$E686^4  +    I$37*$E686^3   +    I$38*$E686^2    +    I$39*$E686   +    I$40))","v":0},0,0,0,0,0,0,0,0,0,0,0,0,0,0,0,0,null,{"$f":"AA685+0.01","v":6.4099999999999078},{"$f":"IF(AB$43<>0,INDEX(F$45:F$1045, MATCH($AA686*(AB$43/24), $E$45:$E$1045)), 0)","v":0},{"$f":"IF(AC$43<>0,INDEX(G$45:G$1045, MATCH($AA686*(AC$43/24), $E$45:$E$1045)), 0)","v":0},{"$f":"IF(AD$43<>0,INDEX(H$45:H$1045, MATCH($AA686*(AD$43/24), $E$45:$E$1045)), 0)","v":0},{"$f":"IF(AE$43<>0,INDEX(I$45:I$1045, MATCH($AA686*(AE$43/24), $E$45:$E$1045)), 0)","v":0},0,0,0,0,0,0,0,0,0,0,0,0,0,0,0,0]
[null,null,null,null,6.4199999999999076,0.43178965005572223,0,0,0,0,0,0,0,0,0,0,0,0,0,0,0,0,0,0,0,null,6.4199999999999076,0,0,0,0,0,0,0,0,0,0,0,0,0,0,0,0,0,0,0,0]
[null,null,null,null,6.4299999999999073,0.43325205372595882,0,0,0,0,0,0,0,0,0,0,0,0,0,0,0,0,0,0,0,null,6.4299999999999073,0,0,0,0,0,0,0,0,0,0,0,0,0,0,0,0,0,0,0,0]
[null,null,null,null,6.4399999999999071,0.4347195580109337,0,0,0,0,0,0,0,0,0,0,0,0,0,0,0,0,0,0,0,null,6.4399999999999071,0,0,0,0,0,0,0,0,0,0,0,0,0,0,0,0,0,0,0,0]
[null,null,null,null,6.4499999999999069,0.43619217889699591,0,0,0,0,0,0,0,0,0,0,0,0,0,0,0,0,0,0,0,null,6.4499999999999069,0,0,0,0,0,0,0,0,0,0,0,0,0,0,0,0,0,0,0,0]
[null,null,null,null,6.4599999999999067,0.4376699323967766,0,0,0,0,0,0,0,0,0,0,0,0,0,0,0,0,0,0,0,null,6.4599999999999067,0,0,0,0,0,0,0,0,0,0,0,0,0,0,0,0,0,0,0,0]
[null,null,null,null,6.4699999999999065,0.43915283454918896,0,0,0,0,0,0,0,0,0,0,0,0,0,0,0,0,0,0,0,null,6.4699999999999065,0,0,0,0,0,0,0,0,0,0,0,0,0,0,0,0,0,0,0,0]
[null,null,null,null,6.4799999999999063,0.44064090141942824,0,0,0,0,0,0,0,0,0,0,0,0,0,0,0,0,0,0,0,null,6.4799999999999063,0,0,0,0,0,0,0,0,0,0,0,0,0,0,0,0,0,0,0,0]
[null,null,null,null,6.4899999999999061,0.44213414909897181,0,0,0,0,0,0,0,0,0,0,0,0,0,0,0,0,0,0,0,null,6.4899999999999061,0,0,0,0,0,0,0,0,0,0,0,0,0,0,0,0,0,0,0,0]
[null,null,null,null,6.4999999999999059,0.44363259370557911,0,0,0,0,0,0,0,0,0,0,0,0,0,0,0,0,0,0,0,null,6.4999999999999059,0,0,0,0,0,0,0,0,0,0,0,0,0,0,0,0,0,0,0,0]
[null,null,null,null,6.5099999999999056,0.44513625138329138,0,0,0,0,0,0,0,0,0,0,0,0,0,0,0,0,0,0,0,null,6.5099999999999056,0,0,0,0,0,0,0,0,0,0,0,0,0,0,0,0,0,0,0,0]
[null,null,null,null,6.5199999999999054,0.44664513830243252,0,0,0,0,0,0,0,0,0,0,0,0,0,0,0,0,0,0,0,null,6.5199999999999054,0,0,0,0,0,0,0,0,0,0,0,0,0,0,0,0,0,0,0,0]
[null,null,null,null,6.5299999999999052,0.44815927065960787,0,0,0,0,0,0,0,0,0,0,0,0,0,0,0,0,0,0,0,null,6.5299999999999052,0,0,0,0,0,0,0,0,0,0,0,0,0,0,0,0,0,0,0,0]
[null,null,null,null,6.539999999999905,0.44967866467770529,0,0,0,0,0,0,0,0,0,0,0,0,0,0,0,0,0,0,0,null,6.539999999999905,0,0,0,0,0,0,0,0,0,0,0,0,0,0,0,0,0,0,0,0]
[null,null,null,null,6.5499999999999048,0.45120333660589446,0,0,0,0,0,0,0,0,0,0,0,0,0,0,0,0,0,0,0,null,6.5499999999999048,0,0,0,0,0,0,0,0,0,0,0,0,0,0,0,0,0,0,0,0]
[null,null,null,null,6.5599999999999046,0.4527333027196272,0,0,0,{"$f":"IF(AJ$16=0,0,IF(J$36*$E701^4  +    J$37*$E701^3   +    J$38*$E701^2    +    J$39*$E701   +    J$40>1,1,J$36*$E701^4  +    J$37*$E701^3   +    J$38*$E701^2    +    J$39*$E701   +    J$40))","v":0},{"$f":"IF(AK$16=0,0,IF(K$36*$E701^4  +    K$37*$E701^3   +    K$38*$E701^2    +    K$39*$E701   +    K$40>1,1,K$36*$E701^4  +    K$37*$E701^3   +    K$38*$E701^2    +    K$39*$E701   +    K$40))","v":0},{"$f":"IF(AL$16=0,0,IF(L$36*$E701^4  +    L$37*$E701^3   +    L$38*$E701^2    +    L$39*$E701   +    L$40>1,1,L$36*$E701^4  +    L$37*$E701^3   +    L$38*$E701^2    +    L$39*$E701   +    L$40))","v":0},{"$f":"IF(AM$16=0,0,IF(M$36*$E701^4  +    M$37*$E701^3   +    M$38*$E701^2    +    M$39*$E701   +    M$40>1,1,M$36*$E701^4  +    M$37*$E701^3   +    M$38*$E701^2    +    M$39*$E701   +    M$40))","v":0},{"$f":"IF(AN$16=0,0,IF(N$36*$E701^4  +    N$37*$E701^3   +    N$38*$E701^2    +    N$39*$E701   +    N$40>1,1,N$36*$E701^4  +    N$37*$E701^3   +    N$38*$E701^2    +    N$39*$E701   +    N$40))","v":0},{"$f":"IF(AO$16=0,0,IF(O$36*$E701^4  +    O$37*$E701^3   +    O$38*$E701^2    +    O$39*$E701   +    O$40>1,1,O$36*$E701^4  +    O$37*$E701^3   +    O$38*$E701^2    +    O$39*$E701   +    O$40))","v":0},{"$f":"IF(AP$16=0,0,IF(P$36*$E701^4  +    P$37*$E701^3   +    P$38*$E701^2    +    P$39*$E701   +    P$40>1,1,P$36*$E701^4  +    P$37*$E701^3   +    P$38*$E701^2    +    P$39*$E701   +    P$40))","v":0},{"$f":"IF(AQ$16=0,0,IF(Q$36*$E701^4  +    Q$37*$E701^3   +    Q$38*$E701^2    +    Q$39*$E701   +    Q$40>1,1,Q$36*$E701^4  +    Q$37*$E701^3   +    Q$38*$E701^2    +    Q$39*$E701   +    Q$40))","v":0},{"$f":"IF(AR$16=0,0,IF(R$36*$E701^4  +    R$37*$E701^3   +    R$38*$E701^2    +    R$39*$E701   +    R$40>1,1,R$36*$E701^4  +    R$37*$E701^3   +    R$38*$E701^2    +    R$39*$E701   +    R$40))","v":0},{"$f":"IF(AS$16=0,0,IF(S$36*$E701^4  +    S$37*$E701^3   +    S$38*$E701^2    +    S$39*$E701   +    S$40>1,1,S$36*$E701^4  +    S$37*$E701^3   +    S$38*$E701^2    +    S$39*$E701   +    S$40))","v":0},{"$f":"IF(AT$16=0,0,IF(T$36*$E701^4  +    T$37*$E701^3   +    T$38*$E701^2    +    T$39*$E701   +    T$40>1,1,T$36*$E701^4  +    T$37*$E701^3   +    T$38*$E701^2    +    T$39*$E701   +    T$40))","v":0},{"$f":"IF(AU$16=0,0,IF(U$36*$E701^4  +    U$37*$E701^3   +    U$38*$E701^2    +    U$39*$E701   +    U$40>1,1,U$36*$E701^4  +    U$37*$E701^3   +    U$38*$E701^2    +    U$39*$E701   +    U$40))","v":0},{"$f":"IF(AV$16=0,0,IF(V$36*$E701^4  +    V$37*$E701^3   +    V$38*$E701^2    +    V$39*$E701   +    V$40>1,1,V$36*$E701^4  +    V$37*$E701^3   +    V$38*$E701^2    +    V$39*$E701   +    V$40))","v":0},{"$f":"IF(AW$16=0,0,IF(W$36*$E701^4  +    W$37*$E701^3   +    W$38*$E701^2    +    W$39*$E701   +    W$40>1,1,W$36*$E701^4  +    W$37*$E701^3   +    W$38*$E701^2    +    W$39*$E701   +    W$40))","v":0},{"$f":"IF(AX$16=0,0,IF(X$36*$E701^4  +    X$37*$E701^3   +    X$38*$E701^2    +    X$39*$E701   +    X$40>1,1,X$36*$E701^4  +    X$37*$E701^3   +    X$38*$E701^2    +    X$39*$E701   +    X$40))","v":0},{"$f":"IF(AY$16=0,0,IF(Y$36*$E701^4  +    Y$37*$E701^3   +    Y$38*$E701^2    +    Y$39*$E701   +    Y$40>1,1,Y$36*$E701^4  +    Y$37*$E701^3   +    Y$38*$E701^2    +    Y$39*$E701   +    Y$40))","v":0},null,6.5599999999999046,0,0,0,0,{"$f":"IF(AF$43<>0,INDEX(J$45:J$1045, MATCH($AA701*(AF$43/24), $E$45:$E$1045)), 0)","v":0},{"$f":"IF(AG$43<>0,INDEX(K$45:K$1045, MATCH($AA701*(AG$43/24), $E$45:$E$1045)), 0)","v":0},{"$f":"IF(AH$43<>0,INDEX(L$45:L$1045, MATCH($AA701*(AH$43/24), $E$45:$E$1045)), 0)","v":0},{"$f":"IF(AI$43<>0,INDEX(M$45:M$1045, MATCH($AA701*(AI$43/24), $E$45:$E$1045)), 0)","v":0},{"$f":"IF(AJ$43<>0,INDEX(N$45:N$1045, MATCH($AA701*(AJ$43/24), $E$45:$E$1045)), 0)","v":0},{"$f":"IF(AK$43<>0,INDEX(O$45:O$1045, MATCH($AA701*(AK$43/24), $E$45:$E$1045)), 0)","v":0},{"$f":"IF(AL$43<>0,INDEX(P$45:P$1045, MATCH($AA701*(AL$43/24), $E$45:$E$1045)), 0)","v":0},{"$f":"IF(AM$43<>0,INDEX(Q$45:Q$1045, MATCH($AA701*(AM$43/24), $E$45:$E$1045)), 0)","v":0},{"$f":"IF(AN$43<>0,INDEX(R$45:R$1045, MATCH($AA701*(AN$43/24), $E$45:$E$1045)), 0)","v":0},{"$f":"IF(AO$43<>0,INDEX(S$45:S$1045, MATCH($AA701*(AO$43/24), $E$45:$E$1045)), 0)","v":0},{"$f":"IF(AP$43<>0,INDEX(T$45:T$1045, MATCH($AA701*(AP$43/24), $E$45:$E$1045)), 0)","v":0},{"$f":"IF(AQ$43<>0,INDEX(U$45:U$1045, MATCH($AA701*(AQ$43/24), $E$45:$E$1045)), 0)","v":0},{"$f":"IF(AR$43<>0,INDEX(V$45:V$1045, MATCH($AA701*(AR$43/24), $E$45:$E$1045)), 0)","v":0},{"$f":"IF(AS$43<>0,INDEX(W$45:W$1045, MATCH($AA701*(AS$43/24), $E$45:$E$1045)), 0)","v":0},{"$f":"IF(AT$43<>0,INDEX(X$45:X$1045, MATCH($AA701*(AT$43/24), $E$45:$E$1045)), 0)","v":0},{"$f":"IF(AU$43<>0,INDEX(Y$45:Y$1045, MATCH($AA701*(AU$43/24), $E$45:$E$1045)), 0)","v":0}]
[null,null,null,null,6.5699999999999044,0.45426857932063747,0,0,0,0,0,0,0,0,0,0,0,0,0,0,0,0,0,0,0,null,6.5699999999999044,0,0,0,0,0,0,0,0,0,0,0,0,0,0,0,0,0,0,0,0]
[null,null,null,null,6.5799999999999041,0.4558091827369411,0,0,0,0,0,0,0,0,0,0,0,0,0,0,0,0,0,0,0,null,6.5799999999999041,0,0,0,0,0,0,0,0,0,0,0,0,0,0,0,0,0,0,0,0]
[null,null,null,null,6.5899999999999039,0.45735512932283628,0,0,0,0,0,0,0,0,0,0,0,0,0,0,0,0,0,0,0,null,6.5899999999999039,0,0,0,0,0,0,0,0,0,0,0,0,0,0,0,0,0,0,0,0]
[null,null,null,null,6.5999999999999037,0.45890643545890297,0,0,0,0,0,0,0,0,0,0,0,0,0,0,0,0,0,0,0,null,6.5999999999999037,0,0,0,0,0,0,0,0,0,0,0,0,0,0,0,0,0,0,0,0]
[null,null,null,null,6.6099999999999035,0.46046311755200342,0,0,0,0,0,0,0,0,0,0,0,0,0,0,0,0,0,0,0,null,6.6099999999999035,0,0,0,0,0,0,0,0,0,0,0,0,0,0,0,0,0,0,0,0]
[null,null,null,null,6.6199999999999033,0.46202519203528192,0,0,0,0,0,0,0,0,0,0,0,0,0,0,0,0,0,0,0,null,6.6199999999999033,0,0,0,0,0,0,0,0,0,0,0,0,0,0,0,0,0,0,0,0]
[null,null,null,null,6.6299999999999031,0.46359267536816468,0,0,0,0,0,0,0,0,0,0,0,0,0,0,0,0,0,0,0,null,6.6299999999999031,0,0,0,0,0,0,0,0,0,0,0,0,0,0,0,0,0,0,0,0]
[null,null,null,null,6.6399999999999029,0.46516558403636021,0,0,0,0,0,0,0,0,0,0,0,0,0,0,0,0,0,0,0,null,6.6399999999999029,0,0,0,0,0,0,0,0,0,0,0,0,0,0,0,0,0,0,0,0]
[null,null,null,null,6.6499999999999027,0.46674393455185881,0,0,0,0,0,0,0,0,0,0,0,0,0,0,0,0,0,0,0,null,6.6499999999999027,0,0,0,0,0,0,0,0,0,0,0,0,0,0,0,0,0,0,0,0]
[null,null,null,null,6.6599999999999024,0.4683277434529331,0,0,0,0,0,0,0,0,0,0,0,0,0,0,0,0,0,0,0,null,6.6599999999999024,0,0,0,0,0,0,0,0,0,0,0,0,0,0,0,0,0,0,0,0]
[null,null,null,null,6.6699999999999022,0.4699170273041377,0,0,0,0,0,0,0,0,0,0,0,0,0,0,0,0,0,0,0,null,6.6699999999999022,0,0,0,0,0,0,0,0,0,0,0,0,0,0,0,0,0,0,0,0]
[null,null,null,null,6.679999999999902,0.47151180269630927,0,0,0,0,0,0,0,0,0,0,0,0,0,0,0,0,0,0,0,null,6.679999999999902,0,0,0,0,0,0,0,0,0,0,0,0,0,0,0,0,0,0,0,0]
[null,null,null,null,6.6899999999999018,0.47311208624656642,0,0,0,0,0,0,0,0,0,0,0,0,0,0,0,0,0,0,0,null,6.6899999999999018,0,0,0,0,0,0,0,0,0,0,0,0,0,0,0,0,0,0,0,0]
[null,null,null,null,6.6999999999999016,0.47471789459830999,0,0,0,0,0,0,0,0,0,0,0,0,0,0,0,0,0,0,0,null,6.6999999999999016,0,0,0,0,0,0,0,0,0,0,0,0,0,0,0,0,0,0,0,0]
[null,null,null,null,6.7099999999999014,0.47632924442122293,0,0,0,0,0,0,0,0,0,0,0,0,0,0,0,0,0,0,0,null,6.7099999999999014,0,0,0,0,0,0,0,0,0,0,0,0,0,0,0,0,0,0,0,0]
[null,null,null,null,6.7199999999999012,0.47794615241127014,0,0,0,0,0,0,0,0,0,0,0,0,0,0,0,0,0,0,0,null,6.7199999999999012,0,0,0,0,0,0,0,0,0,0,0,0,0,0,0,0,0,0,0,0]
[null,null,null,null,6.729999999999901,0.47956863529069865,0,0,0,0,0,0,0,0,0,0,0,0,0,0,0,0,0,0,0,null,6.729999999999901,0,0,0,0,0,0,0,0,0,0,0,0,0,0,0,0,0,0,0,0]
[null,null,null,null,6.7399999999999007,0.48119670980803753,0,0,0,0,0,0,0,0,0,0,0,0,0,0,0,0,0,0,0,null,6.7399999999999007,0,0,0,0,0,0,0,0,0,0,0,0,0,0,0,0,0,0,0,0]
[null,null,null,null,6.7499999999999005,0.48283039273809786,0,0,0,0,0,0,0,0,0,0,0,0,0,0,0,0,0,0,0,null,6.7499999999999005,0,0,0,0,0,0,0,0,0,0,0,0,0,0,0,0,0,0,0,0]
[null,null,null,null,6.7599999999999003,0.484469700881973,0,0,0,0,0,0,0,0,0,0,0,0,0,0,0,0,0,0,0,null,6.7599999999999003,0,0,0,0,0,0,0,0,0,0,0,0,0,0,0,0,0,0,0,0]
[null,null,null,null,6.7699999999999001,0.48611465106703811,0,0,0,0,0,0,0,0,0,0,0,0,0,0,0,0,0,0,0,null,6.7699999999999001,0,0,0,0,0,0,0,0,0,0,0,0,0,0,0,0,0,0,0,0]
[null,null,null,null,6.7799999999998999,0.4877652601469506,0,0,0,0,0,0,0,0,0,0,0,0,0,0,0,0,0,0,0,null,6.7799999999998999,0,0,0,0,0,0,0,0,0,0,0,0,0,0,0,0,0,0,0,0]
[null,null,null,null,6.7899999999998997,0.48942154500164997,0,0,0,0,0,0,0,0,0,0,0,0,0,0,0,0,0,0,0,null,6.7899999999998997,0,0,0,0,0,0,0,0,0,0,0,0,0,0,0,0,0,0,0,0]
[null,null,null,null,6.7999999999998995,0.49108352253735754,0,0,0,0,0,0,0,0,0,0,0,0,0,0,0,0,0,0,0,null,6.7999999999998995,0,0,0,0,0,0,0,0,0,0,0,0,0,0,0,0,0,0,0,0]
[null,null,null,null,6.8099999999998992,0.4927512096865771,0,0,0,0,0,0,0,0,0,0,0,0,0,0,0,0,0,0,0,null,6.8099999999998992,0,0,0,0,0,0,0,0,0,0,0,0,0,0,0,0,0,0,0,0]
[null,null,null,null,6.819999999999899,0.49442462340809407,0,0,0,0,0,0,0,0,0,0,0,0,0,0,0,0,0,0,0,null,6.819999999999899,0,0,0,0,0,0,0,0,0,0,0,0,0,0,0,0,0,0,0,0]
[null,null,null,null,6.8299999999998988,0.49610378068697641,0,0,0,0,0,0,0,0,0,0,0,0,0,0,0,0,0,0,0,null,6.8299999999998988,0,0,0,0,0,0,0,0,0,0,0,0,0,0,0,0,0,0,0,0]
[null,null,null,null,6.8399999999998986,0.49778869853457358,0,0,0,0,0,0,0,0,0,0,0,0,0,0,0,0,0,0,0,null,6.8399999999998986,0,0,0,0,0,0,0,0,0,0,0,0,0,0,0,0,0,0,0,0]
[null,null,null,null,6.8499999999998984,0.49947939398851771,0,0,0,0,0,0,0,0,0,0,0,0,0,0,0,0,0,0,0,null,6.8499999999998984,0,0,0,0,0,0,0,0,0,0,0,0,0,0,0,0,0,0,0,0]
[null,null,null,null,6.8599999999998982,0.50117588411272251,0,0,0,0,0,0,0,0,0,0,0,0,0,0,0,0,0,0,0,null,6.8599999999998982,0,0,0,0,0,0,0,0,0,0,0,0,0,0,0,0,0,0,0,0]
[null,null,null,null,6.869999999999898,0.5028781859973841,0,0,0,0,0,0,0,0,0,0,0,0,0,0,0,0,0,0,0,null,6.869999999999898,0,0,0,0,0,0,0,0,0,0,0,0,0,0,0,0,0,0,0,0]
[null,null,null,null,6.8799999999998978,0.50458631675898058,0,0,0,0,0,0,0,0,0,0,0,0,0,0,0,0,0,0,0,null,6.8799999999998978,0,0,0,0,0,0,0,0,0,0,0,0,0,0,0,0,0,0,0,0]
[null,null,null,null,6.8899999999998975,0.50630029354027206,0,0,0,0,0,0,0,0,0,0,0,0,0,0,0,0,0,0,0,null,6.8899999999998975,0,0,0,0,0,0,0,0,0,0,0,0,0,0,0,0,0,0,0,0]
[null,null,null,null,6.8999999999998973,0.50802013351030051,0,0,0,0,0,0,0,0,0,0,0,0,0,0,0,0,0,0,0,null,6.8999999999998973,0,0,0,0,0,0,0,0,0,0,0,0,0,0,0,0,0,0,0,0]
[null,null,null,null,6.9099999999998971,0.50974585386439031,0,0,0,0,0,0,0,0,0,0,0,0,0,0,0,0,0,0,0,null,6.9099999999998971,0,0,0,0,0,0,0,0,0,0,0,0,0,0,0,0,0,0,0,0]
[null,null,null,null,6.9199999999998969,0.51147747182414793,0,0,0,0,0,0,0,0,0,0,0,0,0,0,0,0,0,0,0,null,6.9199999999998969,0,0,0,0,0,0,0,0,0,0,0,0,0,0,0,0,0,0,0,0]
[null,null,null,null,6.9299999999998967,0.51321500463746172,0,0,0,0,0,0,0,0,0,0,0,0,0,0,0,0,0,0,0,null,6.9299999999998967,0,0,0,0,0,0,0,0,0,0,0,0,0,0,0,0,0,0,0,0]
[null,null,null,null,6.9399999999998965,0.514958469578502,0,0,0,0,0,0,0,0,0,0,0,0,0,0,0,0,0,0,0,null,6.9399999999998965,0,0,0,0,0,0,0,0,0,0,0,0,0,0,0,0,0,0,0,0]
[null,null,null,null,6.9499999999998963,0.5167078839477216,0,0,0,0,0,0,0,0,0,0,0,0,0,0,0,0,0,0,0,null,6.9499999999998963,0,0,0,0,0,0,0,0,0,0,0,0,0,0,0,0,0,0,0,0]
[null,null,null,null,6.959999999999896,0.51846326507185481,0,0,0,0,0,0,0,0,0,0,0,0,0,0,0,0,0,0,0,null,6.959999999999896,0,0,0,0,0,0,0,0,0,0,0,0,0,0,0,0,0,0,0,0]
[null,null,null,null,6.9699999999998958,0.52022463030391863,0,0,0,0,0,0,0,0,0,0,0,0,0,0,0,0,0,0,0,null,6.9699999999998958,0,0,0,0,0,0,0,0,0,0,0,0,0,0,0,0,0,0,0,0]
[null,null,null,null,6.9799999999998956,0.52199199702321164,0,0,0,0,0,0,0,0,0,0,0,0,0,0,0,0,0,0,0,null,6.9799999999998956,0,0,0,0,0,0,0,0,0,0,0,0,0,0,0,0,0,0,0,0]
[null,null,null,null,6.9899999999998954,0.52376538263531458,0,0,0,0,0,0,0,0,0,0,0,0,0,0,0,0,0,0,0,null,6.9899999999998954,0,0,0,0,0,0,0,0,0,0,0,0,0,0,0,0,0,0,0,0]
[null,null,null,null,6.9999999999998952,0.52554480457209052,0,0,0,0,0,0,0,0,0,0,0,0,0,0,0,0,0,0,0,null,6.9999999999998952,0,0,0,0,0,0,0,0,0,0,0,0,0,0,0,0,0,0,0,0]
[null,null,null,null,7.009999999999895,0.52733028029168416,0,0,0,0,0,0,0,0,0,0,0,0,0,0,0,0,0,0,0,null,7.009999999999895,0,0,0,0,0,0,0,0,0,0,0,0,0,0,0,0,0,0,0,0]
[null,null,null,null,7.0199999999998948,0.52912182727852297,0,0,0,0,0,0,0,0,0,0,0,0,0,0,0,0,0,0,0,null,7.0199999999998948,0,0,0,0,0,0,0,0,0,0,0,0,0,0,0,0,0,0,0,0]
[null,null,null,null,7.0299999999998946,0.53091946304331561,0,0,0,0,0,0,0,0,0,0,0,0,0,0,0,0,0,0,0,null,7.0299999999998946,0,0,0,0,0,0,0,0,0,0,0,0,0,0,0,0,0,0,0,0]
[null,null,null,null,7.0399999999998943,0.53272320512305371,0,0,0,0,0,0,0,0,0,0,0,0,0,0,0,0,0,0,0,null,7.0399999999998943,0,0,0,0,0,0,0,0,0,0,0,0,0,0,0,0,0,0,0,0]
[null,null,null,null,{"$f":"E749+0.01","v":7.0499999999998941},{"$f":"IF(AF$16=0,0,IF(F$36*$E750^4  +    F$37*$E750^3   +    F$38*$E750^2    +    F$39*$E750   +    F$40>1,1,F$36*$E750^4  +    F$37*$E750^3   +    F$38*$E750^2    +    F$39*$E750   +    F$40))","v":0.53453307108101011},{"$f":"IF(AG$16=0,0,IF(G$36*$E750^4  +    G$37*$E750^3   +    G$38*$E750^2    +    G$39*$E750   +    G$40>1,1,G$36*$E750^4  +    G$37*$E750^3   +    G$38*$E750^2    +    G$39*$E750   +    G$40))","v":0},{"$f":"IF(AH$16=0,0,IF(H$36*$E750^4  +    H$37*$E750^3   +    H$38*$E750^2    +    H$39*$E750   +    H$40>1,1,H$36*$E750^4  +    H$37*$E750^3   +    H$38*$E750^2    +    H$39*$E750   +    H$40))","v":0},{"$f":"IF(AI$16=0,0,IF(I$36*$E750^4  +    I$37*$E750^3   +    I$38*$E750^2    +    I$39*$E750   +    I$40>1,1,I$36*$E750^4  +    I$37*$E750^3   +    I$38*$E750^2    +    I$39*$E750   +    I$40))","v":0},0,0,0,0,0,0,0,0,0,0,0,0,0,0,0,0,null,{"$f":"AA749+0.01","v":7.0499999999998941},{"$f":"IF(AB$43<>0,INDEX(F$45:F$1045, MATCH($AA750*(AB$43/24), $E$45:$E$1045)), 0)","v":0},{"$f":"IF(AC$43<>0,INDEX(G$45:G$1045, MATCH($AA750*(AC$43/24), $E$45:$E$1045)), 0)","v":0},{"$f":"IF(AD$43<>0,INDEX(H$45:H$1045, MATCH($AA750*(AD$43/24), $E$45:$E$1045)), 0)","v":0},{"$f":"IF(AE$43<>0,INDEX(I$45:I$1045, MATCH($AA750*(AE$43/24), $E$45:$E$1045)), 0)","v":0},0,0,0,0,0,0,0,0,0,0,0,0,0,0,0,0]
[null,null,null,null,7.0599999999998939,0.53634907850674018,0,0,0,0,0,0,0,0,0,0,0,0,0,0,0,0,0,0,0,null,7.0599999999998939,0,0,0,0,0,0,0,0,0,0,0,0,0,0,0,0,0,0,0,0]
[null,null,null,null,7.0699999999998937,0.5381712450160816,0,0,0,0,0,0,0,0,0,0,0,0,0,0,0,0,0,0,0,null,7.0699999999998937,0,0,0,0,0,0,0,0,0,0,0,0,0,0,0,0,0,0,0,0]
[null,null,null,null,7.0799999999998935,0.53999958825115324,0,0,0,0,0,0,0,0,0,0,0,0,0,0,0,0,0,0,0,null,7.0799999999998935,0,0,0,0,0,0,0,0,0,0,0,0,0,0,0,0,0,0,0,0]
[null,null,null,null,7.0899999999998933,0.54183412588035718,0,0,0,0,0,0,0,0,0,0,0,0,0,0,0,0,0,0,0,null,7.0899999999998933,0,0,0,0,0,0,0,0,0,0,0,0,0,0,0,0,0,0,0,0]
[null,null,null,null,7.0999999999998931,0.54367487559837691,0,0,0,0,0,0,0,0,0,0,0,0,0,0,0,0,0,0,0,null,7.0999999999998931,0,0,0,0,0,0,0,0,0,0,0,0,0,0,0,0,0,0,0,0]
[null,null,null,null,7.1099999999998929,0.54552185512617779,0,0,0,0,0,0,0,0,0,0,0,0,0,0,0,0,0,0,0,null,7.1099999999998929,0,0,0,0,0,0,0,0,0,0,0,0,0,0,0,0,0,0,0,0]
[null,null,null,null,7.1199999999998926,0.54737508221100795,0,0,0,0,0,0,0,0,0,0,0,0,0,0,0,0,0,0,0,null,7.1199999999998926,0,0,0,0,0,0,0,0,0,0,0,0,0,0,0,0,0,0,0,0]
[null,null,null,null,7.1299999999998924,0.54923457462639691,0,0,0,0,0,0,0,0,0,0,0,0,0,0,0,0,0,0,0,null,7.1299999999998924,0,0,0,0,0,0,0,0,0,0,0,0,0,0,0,0,0,0,0,0]
[null,null,null,null,7.1399999999998922,0.55110035017215675,0,0,0,0,0,0,0,0,0,0,0,0,0,0,0,0,0,0,0,null,7.1399999999998922,0,0,0,0,0,0,0,0,0,0,0,0,0,0,0,0,0,0,0,0]
[null,null,null,null,7.149999999999892,0.55297242667438118,0,0,0,0,0,0,0,0,0,0,0,0,0,0,0,0,0,0,0,null,7.149999999999892,0,0,0,0,0,0,0,0,0,0,0,0,0,0,0,0,0,0,0,0]
[null,null,null,null,7.1599999999998918,0.55485082198544622,0,0,0,0,0,0,0,0,0,0,0,0,0,0,0,0,0,0,0,null,7.1599999999998918,0,0,0,0,0,0,0,0,0,0,0,0,0,0,0,0,0,0,0,0]
[null,null,null,null,7.1699999999998916,0.55673555398400998,0,0,0,0,0,0,0,0,0,0,0,0,0,0,0,0,0,0,0,null,7.1699999999998916,0,0,0,0,0,0,0,0,0,0,0,0,0,0,0,0,0,0,0,0]
[null,null,null,null,7.1799999999998914,0.55862664057501288,0,0,0,0,0,0,0,0,0,0,0,0,0,0,0,0,0,0,0,null,7.1799999999998914,0,0,0,0,0,0,0,0,0,0,0,0,0,0,0,0,0,0,0,0]
[null,null,null,null,7.1899999999998911,0.56052409968967698,0,0,0,0,0,0,0,0,0,0,0,0,0,0,0,0,0,0,0,null,7.1899999999998911,0,0,0,0,0,0,0,0,0,0,0,0,0,0,0,0,0,0,0,0]
[null,null,null,null,7.1999999999998909,0.56242794928550621,0,0,0,{"$f":"IF(AJ$16=0,0,IF(J$36*$E765^4  +    J$37*$E765^3   +    J$38*$E765^2    +    J$39*$E765   +    J$40>1,1,J$36*$E765^4  +    J$37*$E765^3   +    J$38*$E765^2    +    J$39*$E765   +    J$40))","v":0},{"$f":"IF(AK$16=0,0,IF(K$36*$E765^4  +    K$37*$E765^3   +    K$38*$E765^2    +    K$39*$E765   +    K$40>1,1,K$36*$E765^4  +    K$37*$E765^3   +    K$38*$E765^2    +    K$39*$E765   +    K$40))","v":0},{"$f":"IF(AL$16=0,0,IF(L$36*$E765^4  +    L$37*$E765^3   +    L$38*$E765^2    +    L$39*$E765   +    L$40>1,1,L$36*$E765^4  +    L$37*$E765^3   +    L$38*$E765^2    +    L$39*$E765   +    L$40))","v":0},{"$f":"IF(AM$16=0,0,IF(M$36*$E765^4  +    M$37*$E765^3   +    M$38*$E765^2    +    M$39*$E765   +    M$40>1,1,M$36*$E765^4  +    M$37*$E765^3   +    M$38*$E765^2    +    M$39*$E765   +    M$40))","v":0},{"$f":"IF(AN$16=0,0,IF(N$36*$E765^4  +    N$37*$E765^3   +    N$38*$E765^2    +    N$39*$E765   +    N$40>1,1,N$36*$E765^4  +    N$37*$E765^3   +    N$38*$E765^2    +    N$39*$E765   +    N$40))","v":0},{"$f":"IF(AO$16=0,0,IF(O$36*$E765^4  +    O$37*$E765^3   +    O$38*$E765^2    +    O$39*$E765   +    O$40>1,1,O$36*$E765^4  +    O$37*$E765^3   +    O$38*$E765^2    +    O$39*$E765   +    O$40))","v":0},{"$f":"IF(AP$16=0,0,IF(P$36*$E765^4  +    P$37*$E765^3   +    P$38*$E765^2    +    P$39*$E765   +    P$40>1,1,P$36*$E765^4  +    P$37*$E765^3   +    P$38*$E765^2    +    P$39*$E765   +    P$40))","v":0},{"$f":"IF(AQ$16=0,0,IF(Q$36*$E765^4  +    Q$37*$E765^3   +    Q$38*$E765^2    +    Q$39*$E765   +    Q$40>1,1,Q$36*$E765^4  +    Q$37*$E765^3   +    Q$38*$E765^2    +    Q$39*$E765   +    Q$40))","v":0},{"$f":"IF(AR$16=0,0,IF(R$36*$E765^4  +    R$37*$E765^3   +    R$38*$E765^2    +    R$39*$E765   +    R$40>1,1,R$36*$E765^4  +    R$37*$E765^3   +    R$38*$E765^2    +    R$39*$E765   +    R$40))","v":0},{"$f":"IF(AS$16=0,0,IF(S$36*$E765^4  +    S$37*$E765^3   +    S$38*$E765^2    +    S$39*$E765   +    S$40>1,1,S$36*$E765^4  +    S$37*$E765^3   +    S$38*$E765^2    +    S$39*$E765   +    S$40))","v":0},{"$f":"IF(AT$16=0,0,IF(T$36*$E765^4  +    T$37*$E765^3   +    T$38*$E765^2    +    T$39*$E765   +    T$40>1,1,T$36*$E765^4  +    T$37*$E765^3   +    T$38*$E765^2    +    T$39*$E765   +    T$40))","v":0},{"$f":"IF(AU$16=0,0,IF(U$36*$E765^4  +    U$37*$E765^3   +    U$38*$E765^2    +    U$39*$E765   +    U$40>1,1,U$36*$E765^4  +    U$37*$E765^3   +    U$38*$E765^2    +    U$39*$E765   +    U$40))","v":0},{"$f":"IF(AV$16=0,0,IF(V$36*$E765^4  +    V$37*$E765^3   +    V$38*$E765^2    +    V$39*$E765   +    V$40>1,1,V$36*$E765^4  +    V$37*$E765^3   +    V$38*$E765^2    +    V$39*$E765   +    V$40))","v":0},{"$f":"IF(AW$16=0,0,IF(W$36*$E765^4  +    W$37*$E765^3   +    W$38*$E765^2    +    W$39*$E765   +    W$40>1,1,W$36*$E765^4  +    W$37*$E765^3   +    W$38*$E765^2    +    W$39*$E765   +    W$40))","v":0},{"$f":"IF(AX$16=0,0,IF(X$36*$E765^4  +    X$37*$E765^3   +    X$38*$E765^2    +    X$39*$E765   +    X$40>1,1,X$36*$E765^4  +    X$37*$E765^3   +    X$38*$E765^2    +    X$39*$E765   +    X$40))","v":0},{"$f":"IF(AY$16=0,0,IF(Y$36*$E765^4  +    Y$37*$E765^3   +    Y$38*$E765^2    +    Y$39*$E765   +    Y$40>1,1,Y$36*$E765^4  +    Y$37*$E765^3   +    Y$38*$E765^2    +    Y$39*$E765   +    Y$40))","v":0},null,7.1999999999998909,0,0,0,0,{"$f":"IF(AF$43<>0,INDEX(J$45:J$1045, MATCH($AA765*(AF$43/24), $E$45:$E$1045)), 0)","v":0},{"$f":"IF(AG$43<>0,INDEX(K$45:K$1045, MATCH($AA765*(AG$43/24), $E$45:$E$1045)), 0)","v":0},{"$f":"IF(AH$43<>0,INDEX(L$45:L$1045, MATCH($AA765*(AH$43/24), $E$45:$E$1045)), 0)","v":0},{"$f":"IF(AI$43<>0,INDEX(M$45:M$1045, MATCH($AA765*(AI$43/24), $E$45:$E$1045)), 0)","v":0},{"$f":"IF(AJ$43<>0,INDEX(N$45:N$1045, MATCH($AA765*(AJ$43/24), $E$45:$E$1045)), 0)","v":0},{"$f":"IF(AK$43<>0,INDEX(O$45:O$1045, MATCH($AA765*(AK$43/24), $E$45:$E$1045)), 0)","v":0},{"$f":"IF(AL$43<>0,INDEX(P$45:P$1045, MATCH($AA765*(AL$43/24), $E$45:$E$1045)), 0)","v":0},{"$f":"IF(AM$43<>0,INDEX(Q$45:Q$1045, MATCH($AA765*(AM$43/24), $E$45:$E$1045)), 0)","v":0},{"$f":"IF(AN$43<>0,INDEX(R$45:R$1045, MATCH($AA765*(AN$43/24), $E$45:$E$1045)), 0)","v":0},{"$f":"IF(AO$43<>0,INDEX(S$45:S$1045, MATCH($AA765*(AO$43/24), $E$45:$E$1045)), 0)","v":0},{"$f":"IF(AP$43<>0,INDEX(T$45:T$1045, MATCH($AA765*(AP$43/24), $E$45:$E$1045)), 0)","v":0},{"$f":"IF(AQ$43<>0,INDEX(U$45:U$1045, MATCH($AA765*(AQ$43/24), $E$45:$E$1045)), 0)","v":0},{"$f":"IF(AR$43<>0,INDEX(V$45:V$1045, MATCH($AA765*(AR$43/24), $E$45:$E$1045)), 0)","v":0},{"$f":"IF(AS$43<>0,INDEX(W$45:W$1045, MATCH($AA765*(AS$43/24), $E$45:$E$1045)), 0)","v":0},{"$f":"IF(AT$43<>0,INDEX(X$45:X$1045, MATCH($AA765*(AT$43/24), $E$45:$E$1045)), 0)","v":0},{"$f":"IF(AU$43<>0,INDEX(Y$45:Y$1045, MATCH($AA765*(AU$43/24), $E$45:$E$1045)), 0)","v":0}]
[null,null,null,null,7.2099999999998907,0.56433820734628748,0,0,0,0,0,0,0,0,0,0,0,0,0,0,0,0,0,0,0,null,7.2099999999998907,0,0,0,0,0,0,0,0,0,0,0,0,0,0,0,0,0,0,0,0]
[null,null,null,null,7.2199999999998905,0.56625489188208888,0,0,0,0,0,0,0,0,0,0,0,0,0,0,0,0,0,0,0,null,7.2199999999998905,0,0,0,0,0,0,0,0,0,0,0,0,0,0,0,0,0,0,0,0]
[null,null,null,null,7.2299999999998903,0.56817802092926106,0,0,0,0,0,0,0,0,0,0,0,0,0,0,0,0,0,0,0,null,7.2299999999998903,0,0,0,0,0,0,0,0,0,0,0,0,0,0,0,0,0,0,0,0]
[null,null,null,null,7.2399999999998901,0.57010761255043629,0,0,0,0,0,0,0,0,0,0,0,0,0,0,0,0,0,0,0,null,7.2399999999998901,0,0,0,0,0,0,0,0,0,0,0,0,0,0,0,0,0,0,0,0]
[null,null,null,null,7.2499999999998899,0.57204368483452961,0,0,0,0,0,0,0,0,0,0,0,0,0,0,0,0,0,0,0,null,7.2499999999998899,0,0,0,0,0,0,0,0,0,0,0,0,0,0,0,0,0,0,0,0]
[null,null,null,null,7.2599999999998897,0.57398625589673768,0,0,0,0,0,0,0,0,0,0,0,0,0,0,0,0,0,0,0,null,7.2599999999998897,0,0,0,0,0,0,0,0,0,0,0,0,0,0,0,0,0,0,0,0]
[null,null,null,null,7.2699999999998894,0.57593534387853884,0,0,0,0,0,0,0,0,0,0,0,0,0,0,0,0,0,0,0,null,7.2699999999998894,0,0,0,0,0,0,0,0,0,0,0,0,0,0,0,0,0,0,0,0]
[null,null,null,null,7.2799999999998892,0.5778909669476946,0,0,0,0,0,0,0,0,0,0,0,0,0,0,0,0,0,0,0,null,7.2799999999998892,0,0,0,0,0,0,0,0,0,0,0,0,0,0,0,0,0,0,0,0]
[null,null,null,null,7.289999999999889,0.57985314329824722,0,0,0,0,0,0,0,0,0,0,0,0,0,0,0,0,0,0,0,null,7.289999999999889,0,0,0,0,0,0,0,0,0,0,0,0,0,0,0,0,0,0,0,0]
[null,null,null,null,7.2999999999998888,0.58182189115052219,0,0,0,0,0,0,0,0,0,0,0,0,0,0,0,0,0,0,0,null,7.2999999999998888,0,0,0,0,0,0,0,0,0,0,0,0,0,0,0,0,0,0,0,0]
[null,null,null,null,7.3099999999998886,0.58379722875112616,0,0,0,0,0,0,0,0,0,0,0,0,0,0,0,0,0,0,0,null,7.3099999999998886,0,0,0,0,0,0,0,0,0,0,0,0,0,0,0,0,0,0,0,0]
[null,null,null,null,7.3199999999998884,0.58577917437294857,0,0,0,0,0,0,0,0,0,0,0,0,0,0,0,0,0,0,0,null,7.3199999999998884,0,0,0,0,0,0,0,0,0,0,0,0,0,0,0,0,0,0,0,0]
[null,null,null,null,7.3299999999998882,0.58776774631516071,0,0,0,0,0,0,0,0,0,0,0,0,0,0,0,0,0,0,0,null,7.3299999999998882,0,0,0,0,0,0,0,0,0,0,0,0,0,0,0,0,0,0,0,0]
[null,null,null,null,7.3399999999998879,0.58976296290321528,0,0,0,0,0,0,0,0,0,0,0,0,0,0,0,0,0,0,0,null,7.3399999999998879,0,0,0,0,0,0,0,0,0,0,0,0,0,0,0,0,0,0,0,0]
[null,null,null,null,7.3499999999998877,0.5917648424888482,0,0,0,0,0,0,0,0,0,0,0,0,0,0,0,0,0,0,0,null,7.3499999999998877,0,0,0,0,0,0,0,0,0,0,0,0,0,0,0,0,0,0,0,0]
[null,null,null,null,7.3599999999998875,0.59377340345007634,0,0,0,0,0,0,0,0,0,0,0,0,0,0,0,0,0,0,0,null,7.3599999999998875,0,0,0,0,0,0,0,0,0,0,0,0,0,0,0,0,0,0,0,0]
[null,null,null,null,7.3699999999998873,0.5957886641911998,0,0,0,0,0,0,0,0,0,0,0,0,0,0,0,0,0,0,0,null,7.3699999999998873,0,0,0,0,0,0,0,0,0,0,0,0,0,0,0,0,0,0,0,0]
[null,null,null,null,7.3799999999998871,0.59781064314279964,0,0,0,0,0,0,0,0,0,0,0,0,0,0,0,0,0,0,0,null,7.3799999999998871,0,0,0,0,0,0,0,0,0,0,0,0,0,0,0,0,0,0,0,0]
[null,null,null,null,7.3899999999998869,0.59983935876173966,0,0,0,0,0,0,0,0,0,0,0,0,0,0,0,0,0,0,0,null,7.3899999999998869,0,0,0,0,0,0,0,0,0,0,0,0,0,0,0,0,0,0,0,0]
[null,null,null,null,7.3999999999998867,0.60187482953116556,0,0,0,0,0,0,0,0,0,0,0,0,0,0,0,0,0,0,0,null,7.3999999999998867,0,0,0,0,0,0,0,0,0,0,0,0,0,0,0,0,0,0,0,0]
[null,null,null,null,7.4099999999998865,0.60391707396050509,0,0,0,0,0,0,0,0,0,0,0,0,0,0,0,0,0,0,0,null,7.4099999999998865,0,0,0,0,0,0,0,0,0,0,0,0,0,0,0,0,0,0,0,0]
[null,null,null,null,7.4199999999998862,0.6059661105854679,0,0,0,0,0,0,0,0,0,0,0,0,0,0,0,0,0,0,0,null,7.4199999999998862,0,0,0,0,0,0,0,0,0,0,0,0,0,0,0,0,0,0,0,0]
[null,null,null,null,7.429999999999886,0.60802195796804592,0,0,0,0,0,0,0,0,0,0,0,0,0,0,0,0,0,0,0,null,7.429999999999886,0,0,0,0,0,0,0,0,0,0,0,0,0,0,0,0,0,0,0,0]
[null,null,null,null,7.4399999999998858,0.61008463469651342,0,0,0,0,0,0,0,0,0,0,0,0,0,0,0,0,0,0,0,null,7.4399999999998858,0,0,0,0,0,0,0,0,0,0,0,0,0,0,0,0,0,0,0,0]
[null,null,null,null,7.4499999999998856,0.61215415938542606,0,0,0,0,0,0,0,0,0,0,0,0,0,0,0,0,0,0,0,null,7.4499999999998856,0,0,0,0,0,0,0,0,0,0,0,0,0,0,0,0,0,0,0,0]
[null,null,null,null,7.4599999999998854,0.61423055067562204,0,0,0,0,0,0,0,0,0,0,0,0,0,0,0,0,0,0,0,null,7.4599999999998854,0,0,0,0,0,0,0,0,0,0,0,0,0,0,0,0,0,0,0,0]
[null,null,null,null,7.4699999999998852,0.61631382723422168,0,0,0,0,0,0,0,0,0,0,0,0,0,0,0,0,0,0,0,null,7.4699999999998852,0,0,0,0,0,0,0,0,0,0,0,0,0,0,0,0,0,0,0,0]
[null,null,null,null,7.479999999999885,0.61840400775462712,0,0,0,0,0,0,0,0,0,0,0,0,0,0,0,0,0,0,0,null,7.479999999999885,0,0,0,0,0,0,0,0,0,0,0,0,0,0,0,0,0,0,0,0]
[null,null,null,null,7.4899999999998847,0.62050111095652261,0,0,0,0,0,0,0,0,0,0,0,0,0,0,0,0,0,0,0,null,7.4899999999998847,0,0,0,0,0,0,0,0,0,0,0,0,0,0,0,0,0,0,0,0]
[null,null,null,null,7.4999999999998845,0.6226051555858747,0,0,0,0,0,0,0,0,0,0,0,0,0,0,0,0,0,0,0,null,7.4999999999998845,0,0,0,0,0,0,0,0,0,0,0,0,0,0,0,0,0,0,0,0]
[null,null,null,null,7.5099999999998843,0.62471616041493161,0,0,0,0,0,0,0,0,0,0,0,0,0,0,0,0,0,0,0,null,7.5099999999998843,0,0,0,0,0,0,0,0,0,0,0,0,0,0,0,0,0,0,0,0]
[null,null,null,null,7.5199999999998841,0.62683414424222406,0,0,0,0,0,0,0,0,0,0,0,0,0,0,0,0,0,0,0,null,7.5199999999998841,0,0,0,0,0,0,0,0,0,0,0,0,0,0,0,0,0,0,0,0]
[null,null,null,null,7.5299999999998839,0.62895912589256442,0,0,0,0,0,0,0,0,0,0,0,0,0,0,0,0,0,0,0,null,7.5299999999998839,0,0,0,0,0,0,0,0,0,0,0,0,0,0,0,0,0,0,0,0]
[null,null,null,null,7.5399999999998837,0.63109112421704761,0,0,0,0,0,0,0,0,0,0,0,0,0,0,0,0,0,0,0,null,7.5399999999998837,0,0,0,0,0,0,0,0,0,0,0,0,0,0,0,0,0,0,0,0]
[null,null,null,null,7.5499999999998835,0.63323015809305017,0,0,0,0,0,0,0,0,0,0,0,0,0,0,0,0,0,0,0,null,7.5499999999998835,0,0,0,0,0,0,0,0,0,0,0,0,0,0,0,0,0,0,0,0]
[null,null,null,null,7.5599999999998833,0.63537624642423096,0,0,0,0,0,0,0,0,0,0,0,0,0,0,0,0,0,0,0,null,7.5599999999998833,0,0,0,0,0,0,0,0,0,0,0,0,0,0,0,0,0,0,0,0]
[null,null,null,null,7.569999999999883,0.63752940814053094,0,0,0,0,0,0,0,0,0,0,0,0,0,0,0,0,0,0,0,null,7.569999999999883,0,0,0,0,0,0,0,0,0,0,0,0,0,0,0,0,0,0,0,0]
[null,null,null,null,7.5799999999998828,0.63968966219817291,0,0,0,0,0,0,0,0,0,0,0,0,0,0,0,0,0,0,0,null,7.5799999999998828,0,0,0,0,0,0,0,0,0,0,0,0,0,0,0,0,0,0,0,0]
[null,null,null,null,7.5899999999998826,0.64185702757966179,0,0,0,0,0,0,0,0,0,0,0,0,0,0,0,0,0,0,0,null,7.5899999999998826,0,0,0,0,0,0,0,0,0,0,0,0,0,0,0,0,0,0,0,0]
[null,null,null,null,7.5999999999998824,0.64403152329378499,0,0,0,0,0,0,0,0,0,0,0,0,0,0,0,0,0,0,0,null,7.5999999999998824,0,0,0,0,0,0,0,0,0,0,0,0,0,0,0,0,0,0,0,0]
[null,null,null,null,7.6099999999998822,0.64621316837561138,0,0,0,0,0,0,0,0,0,0,0,0,0,0,0,0,0,0,0,null,7.6099999999998822,0,0,0,0,0,0,0,0,0,0,0,0,0,0,0,0,0,0,0,0]
[null,null,null,null,7.619999999999882,0.64840198188649212,0,0,0,0,0,0,0,0,0,0,0,0,0,0,0,0,0,0,0,null,7.619999999999882,0,0,0,0,0,0,0,0,0,0,0,0,0,0,0,0,0,0,0,0]
[null,null,null,null,7.6299999999998818,0.6505979829140609,0,0,0,0,0,0,0,0,0,0,0,0,0,0,0,0,0,0,0,null,7.6299999999998818,0,0,0,0,0,0,0,0,0,0,0,0,0,0,0,0,0,0,0,0]
[null,null,null,null,7.6399999999998816,0.65280119057223263,0,0,0,0,0,0,0,0,0,0,0,0,0,0,0,0,0,0,0,null,7.6399999999998816,0,0,0,0,0,0,0,0,0,0,0,0,0,0,0,0,0,0,0,0]
[null,null,null,null,7.6499999999998813,0.65501162400120472,0,0,0,0,0,0,0,0,0,0,0,0,0,0,0,0,0,0,0,null,7.6499999999998813,0,0,0,0,0,0,0,0,0,0,0,0,0,0,0,0,0,0,0,0]
[null,null,null,null,7.6599999999998811,0.65722930236745714,0,0,0,0,0,0,0,0,0,0,0,0,0,0,0,0,0,0,0,null,7.6599999999998811,0,0,0,0,0,0,0,0,0,0,0,0,0,0,0,0,0,0,0,0]
[null,null,null,null,7.6699999999998809,0.65945424486375104,0,0,0,0,0,0,0,0,0,0,0,0,0,0,0,0,0,0,0,null,7.6699999999998809,0,0,0,0,0,0,0,0,0,0,0,0,0,0,0,0,0,0,0,0]
[null,null,null,null,7.6799999999998807,0.66168647070913011,0,0,0,0,0,0,0,0,0,0,0,0,0,0,0,0,0,0,0,null,7.6799999999998807,0,0,0,0,0,0,0,0,0,0,0,0,0,0,0,0,0,0,0,0]
[null,null,null,null,{"$f":"E813+0.01","v":7.6899999999998805},{"$f":"IF(AF$16=0,0,IF(F$36*$E814^4  +    F$37*$E814^3   +    F$38*$E814^2    +    F$39*$E814   +    F$40>1,1,F$36*$E814^4  +    F$37*$E814^3   +    F$38*$E814^2    +    F$39*$E814   +    F$40))","v":0.66392599914892036},{"$f":"IF(AG$16=0,0,IF(G$36*$E814^4  +    G$37*$E814^3   +    G$38*$E814^2    +    G$39*$E814   +    G$40>1,1,G$36*$E814^4  +    G$37*$E814^3   +    G$38*$E814^2    +    G$39*$E814   +    G$40))","v":0},{"$f":"IF(AH$16=0,0,IF(H$36*$E814^4  +    H$37*$E814^3   +    H$38*$E814^2    +    H$39*$E814   +    H$40>1,1,H$36*$E814^4  +    H$37*$E814^3   +    H$38*$E814^2    +    H$39*$E814   +    H$40))","v":0},{"$f":"IF(AI$16=0,0,IF(I$36*$E814^4  +    I$37*$E814^3   +    I$38*$E814^2    +    I$39*$E814   +    I$40>1,1,I$36*$E814^4  +    I$37*$E814^3   +    I$38*$E814^2    +    I$39*$E814   +    I$40))","v":0},0,0,0,0,0,0,0,0,0,0,0,0,0,0,0,0,null,{"$f":"AA813+0.01","v":7.6899999999998805},{"$f":"IF(AB$43<>0,INDEX(F$45:F$1045, MATCH($AA814*(AB$43/24), $E$45:$E$1045)), 0)","v":0},{"$f":"IF(AC$43<>0,INDEX(G$45:G$1045, MATCH($AA814*(AC$43/24), $E$45:$E$1045)), 0)","v":0},{"$f":"IF(AD$43<>0,INDEX(H$45:H$1045, MATCH($AA814*(AD$43/24), $E$45:$E$1045)), 0)","v":0},{"$f":"IF(AE$43<>0,INDEX(I$45:I$1045, MATCH($AA814*(AE$43/24), $E$45:$E$1045)), 0)","v":0},0,0,0,0,0,0,0,0,0,0,0,0,0,0,0,0]
[null,null,null,null,7.6999999999998803,0.66617284945472921,0,0,0,0,0,0,0,0,0,0,0,0,0,0,0,0,0,0,0,null,7.6999999999998803,0,0,0,0,0,0,0,0,0,0,0,0,0,0,0,0,0,0,0,0]
[null,null,null,null,7.7099999999998801,0.6684270409244466,0,0,0,0,0,0,0,0,0,0,0,0,0,0,0,0,0,0,0,null,7.7099999999998801,0,0,0,0,0,0,0,0,0,0,0,0,0,0,0,0,0,0,0,0]
[null,null,null,null,7.7199999999998798,0.67068859288224436,0,0,0,0,0,0,0,0,0,0,0,0,0,0,0,0,0,0,0,null,7.7199999999998798,0,0,0,0,0,0,0,0,0,0,0,0,0,0,0,0,0,0,0,0]
[null,null,null,null,7.7299999999998796,0.67295752467857683,0,0,0,0,0,0,0,0,0,0,0,0,0,0,0,0,0,0,0,null,7.7299999999998796,0,0,0,0,0,0,0,0,0,0,0,0,0,0,0,0,0,0,0,0]
[null,null,null,null,7.7399999999998794,0.6752338556901798,0,0,0,0,0,0,0,0,0,0,0,0,0,0,0,0,0,0,0,null,7.7399999999998794,0,0,0,0,0,0,0,0,0,0,0,0,0,0,0,0,0,0,0,0]
[null,null,null,null,7.7499999999998792,0.6775176053200711,0,0,0,0,0,0,0,0,0,0,0,0,0,0,0,0,0,0,0,null,7.7499999999998792,0,0,0,0,0,0,0,0,0,0,0,0,0,0,0,0,0,0,0,0]
[null,null,null,null,7.759999999999879,0.67980879299755137,0,0,0,0,0,0,0,0,0,0,0,0,0,0,0,0,0,0,0,null,7.759999999999879,0,0,0,0,0,0,0,0,0,0,0,0,0,0,0,0,0,0,0,0]
[null,null,null,null,7.7699999999998788,0.68210743817820285,0,0,0,0,0,0,0,0,0,0,0,0,0,0,0,0,0,0,0,null,7.7699999999998788,0,0,0,0,0,0,0,0,0,0,0,0,0,0,0,0,0,0,0,0]
[null,null,null,null,7.7799999999998786,0.68441356034388945,0,0,0,0,0,0,0,0,0,0,0,0,0,0,0,0,0,0,0,null,7.7799999999998786,0,0,0,0,0,0,0,0,0,0,0,0,0,0,0,0,0,0,0,0]
[null,null,null,null,7.7899999999998784,0.68672717900275826,0,0,0,0,0,0,0,0,0,0,0,0,0,0,0,0,0,0,0,null,7.7899999999998784,0,0,0,0,0,0,0,0,0,0,0,0,0,0,0,0,0,0,0,0]
[null,null,null,null,7.7999999999998781,0.68904831368923714,0,0,0,0,0,0,0,0,0,0,0,0,0,0,0,0,0,0,0,null,7.7999999999998781,0,0,0,0,0,0,0,0,0,0,0,0,0,0,0,0,0,0,0,0]
[null,null,null,null,7.8099999999998779,0.69137698396403713,0,0,0,0,0,0,0,0,0,0,0,0,0,0,0,0,0,0,0,null,7.8099999999998779,0,0,0,0,0,0,0,0,0,0,0,0,0,0,0,0,0,0,0,0]
[null,null,null,null,7.8199999999998777,0.69371320941415027,0,0,0,0,0,0,0,0,0,0,0,0,0,0,0,0,0,0,0,null,7.8199999999998777,0,0,0,0,0,0,0,0,0,0,0,0,0,0,0,0,0,0,0,0]
[null,null,null,null,7.8299999999998775,0.69605700965285155,0,0,0,0,0,0,0,0,0,0,0,0,0,0,0,0,0,0,0,null,7.8299999999998775,0,0,0,0,0,0,0,0,0,0,0,0,0,0,0,0,0,0,0,0]
[null,null,null,null,7.8399999999998773,0.69840840431969786,0,0,0,{"$f":"IF(AJ$16=0,0,IF(J$36*$E829^4  +    J$37*$E829^3   +    J$38*$E829^2    +    J$39*$E829   +    J$40>1,1,J$36*$E829^4  +    J$37*$E829^3   +    J$38*$E829^2    +    J$39*$E829   +    J$40))","v":0},{"$f":"IF(AK$16=0,0,IF(K$36*$E829^4  +    K$37*$E829^3   +    K$38*$E829^2    +    K$39*$E829   +    K$40>1,1,K$36*$E829^4  +    K$37*$E829^3   +    K$38*$E829^2    +    K$39*$E829   +    K$40))","v":0},{"$f":"IF(AL$16=0,0,IF(L$36*$E829^4  +    L$37*$E829^3   +    L$38*$E829^2    +    L$39*$E829   +    L$40>1,1,L$36*$E829^4  +    L$37*$E829^3   +    L$38*$E829^2    +    L$39*$E829   +    L$40))","v":0},{"$f":"IF(AM$16=0,0,IF(M$36*$E829^4  +    M$37*$E829^3   +    M$38*$E829^2    +    M$39*$E829   +    M$40>1,1,M$36*$E829^4  +    M$37*$E829^3   +    M$38*$E829^2    +    M$39*$E829   +    M$40))","v":0},{"$f":"IF(AN$16=0,0,IF(N$36*$E829^4  +    N$37*$E829^3   +    N$38*$E829^2    +    N$39*$E829   +    N$40>1,1,N$36*$E829^4  +    N$37*$E829^3   +    N$38*$E829^2    +    N$39*$E829   +    N$40))","v":0},{"$f":"IF(AO$16=0,0,IF(O$36*$E829^4  +    O$37*$E829^3   +    O$38*$E829^2    +    O$39*$E829   +    O$40>1,1,O$36*$E829^4  +    O$37*$E829^3   +    O$38*$E829^2    +    O$39*$E829   +    O$40))","v":0},{"$f":"IF(AP$16=0,0,IF(P$36*$E829^4  +    P$37*$E829^3   +    P$38*$E829^2    +    P$39*$E829   +    P$40>1,1,P$36*$E829^4  +    P$37*$E829^3   +    P$38*$E829^2    +    P$39*$E829   +    P$40))","v":0},{"$f":"IF(AQ$16=0,0,IF(Q$36*$E829^4  +    Q$37*$E829^3   +    Q$38*$E829^2    +    Q$39*$E829   +    Q$40>1,1,Q$36*$E829^4  +    Q$37*$E829^3   +    Q$38*$E829^2    +    Q$39*$E829   +    Q$40))","v":0},{"$f":"IF(AR$16=0,0,IF(R$36*$E829^4  +    R$37*$E829^3   +    R$38*$E829^2    +    R$39*$E829   +    R$40>1,1,R$36*$E829^4  +    R$37*$E829^3   +    R$38*$E829^2    +    R$39*$E829   +    R$40))","v":0},{"$f":"IF(AS$16=0,0,IF(S$36*$E829^4  +    S$37*$E829^3   +    S$38*$E829^2    +    S$39*$E829   +    S$40>1,1,S$36*$E829^4  +    S$37*$E829^3   +    S$38*$E829^2    +    S$39*$E829   +    S$40))","v":0},{"$f":"IF(AT$16=0,0,IF(T$36*$E829^4  +    T$37*$E829^3   +    T$38*$E829^2    +    T$39*$E829   +    T$40>1,1,T$36*$E829^4  +    T$37*$E829^3   +    T$38*$E829^2    +    T$39*$E829   +    T$40))","v":0},{"$f":"IF(AU$16=0,0,IF(U$36*$E829^4  +    U$37*$E829^3   +    U$38*$E829^2    +    U$39*$E829   +    U$40>1,1,U$36*$E829^4  +    U$37*$E829^3   +    U$38*$E829^2    +    U$39*$E829   +    U$40))","v":0},{"$f":"IF(AV$16=0,0,IF(V$36*$E829^4  +    V$37*$E829^3   +    V$38*$E829^2    +    V$39*$E829   +    V$40>1,1,V$36*$E829^4  +    V$37*$E829^3   +    V$38*$E829^2    +    V$39*$E829   +    V$40))","v":0},{"$f":"IF(AW$16=0,0,IF(W$36*$E829^4  +    W$37*$E829^3   +    W$38*$E829^2    +    W$39*$E829   +    W$40>1,1,W$36*$E829^4  +    W$37*$E829^3   +    W$38*$E829^2    +    W$39*$E829   +    W$40))","v":0},{"$f":"IF(AX$16=0,0,IF(X$36*$E829^4  +    X$37*$E829^3   +    X$38*$E829^2    +    X$39*$E829   +    X$40>1,1,X$36*$E829^4  +    X$37*$E829^3   +    X$38*$E829^2    +    X$39*$E829   +    X$40))","v":0},{"$f":"IF(AY$16=0,0,IF(Y$36*$E829^4  +    Y$37*$E829^3   +    Y$38*$E829^2    +    Y$39*$E829   +    Y$40>1,1,Y$36*$E829^4  +    Y$37*$E829^3   +    Y$38*$E829^2    +    Y$39*$E829   +    Y$40))","v":0},null,7.8399999999998773,0,0,0,0,{"$f":"IF(AF$43<>0,INDEX(J$45:J$1045, MATCH($AA829*(AF$43/24), $E$45:$E$1045)), 0)","v":0},{"$f":"IF(AG$43<>0,INDEX(K$45:K$1045, MATCH($AA829*(AG$43/24), $E$45:$E$1045)), 0)","v":0},{"$f":"IF(AH$43<>0,INDEX(L$45:L$1045, MATCH($AA829*(AH$43/24), $E$45:$E$1045)), 0)","v":0},{"$f":"IF(AI$43<>0,INDEX(M$45:M$1045, MATCH($AA829*(AI$43/24), $E$45:$E$1045)), 0)","v":0},{"$f":"IF(AJ$43<>0,INDEX(N$45:N$1045, MATCH($AA829*(AJ$43/24), $E$45:$E$1045)), 0)","v":0},{"$f":"IF(AK$43<>0,INDEX(O$45:O$1045, MATCH($AA829*(AK$43/24), $E$45:$E$1045)), 0)","v":0},{"$f":"IF(AL$43<>0,INDEX(P$45:P$1045, MATCH($AA829*(AL$43/24), $E$45:$E$1045)), 0)","v":0},{"$f":"IF(AM$43<>0,INDEX(Q$45:Q$1045, MATCH($AA829*(AM$43/24), $E$45:$E$1045)), 0)","v":0},{"$f":"IF(AN$43<>0,INDEX(R$45:R$1045, MATCH($AA829*(AN$43/24), $E$45:$E$1045)), 0)","v":0},{"$f":"IF(AO$43<>0,INDEX(S$45:S$1045, MATCH($AA829*(AO$43/24), $E$45:$E$1045)), 0)","v":0},{"$f":"IF(AP$43<>0,INDEX(T$45:T$1045, MATCH($AA829*(AP$43/24), $E$45:$E$1045)), 0)","v":0},{"$f":"IF(AQ$43<>0,INDEX(U$45:U$1045, MATCH($AA829*(AQ$43/24), $E$45:$E$1045)), 0)","v":0},{"$f":"IF(AR$43<>0,INDEX(V$45:V$1045, MATCH($AA829*(AR$43/24), $E$45:$E$1045)), 0)","v":0},{"$f":"IF(AS$43<>0,INDEX(W$45:W$1045, MATCH($AA829*(AS$43/24), $E$45:$E$1045)), 0)","v":0},{"$f":"IF(AT$43<>0,INDEX(X$45:X$1045, MATCH($AA829*(AT$43/24), $E$45:$E$1045)), 0)","v":0},{"$f":"IF(AU$43<>0,INDEX(Y$45:Y$1045, MATCH($AA829*(AU$43/24), $E$45:$E$1045)), 0)","v":0}]
[null,null,null,null,7.8499999999998771,0.7007674130805277,0,0,0,0,0,0,0,0,0,0,0,0,0,0,0,0,0,0,0,null,7.8499999999998771,0,0,0,0,0,0,0,0,0,0,0,0,0,0,0,0,0,0,0,0]
[null,null,null,null,7.8599999999998769,0.70313405562746212,0,0,0,0,0,0,0,0,0,0,0,0,0,0,0,0,0,0,0,null,7.8599999999998769,0,0,0,0,0,0,0,0,0,0,0,0,0,0,0,0,0,0,0,0]
[null,null,null,null,7.8699999999998766,0.70550835167890424,0,0,0,0,0,0,0,0,0,0,0,0,0,0,0,0,0,0,0,null,7.8699999999998766,0,0,0,0,0,0,0,0,0,0,0,0,0,0,0,0,0,0,0,0]
[null,null,null,null,7.8799999999998764,0.70789032097953886,0,0,0,0,0,0,0,0,0,0,0,0,0,0,0,0,0,0,0,null,7.8799999999998764,0,0,0,0,0,0,0,0,0,0,0,0,0,0,0,0,0,0,0,0]
[null,null,null,null,7.8899999999998762,0.71027998330033304,0,0,0,0,0,0,0,0,0,0,0,0,0,0,0,0,0,0,0,null,7.8899999999998762,0,0,0,0,0,0,0,0,0,0,0,0,0,0,0,0,0,0,0,0]
[null,null,null,null,7.899999999999876,0.71267735843853641,0,0,0,0,0,0,0,0,0,0,0,0,0,0,0,0,0,0,0,null,7.899999999999876,0,0,0,0,0,0,0,0,0,0,0,0,0,0,0,0,0,0,0,0]
[null,null,null,null,7.9099999999998758,0.71508246621767957,0,0,0,0,0,0,0,0,0,0,0,0,0,0,0,0,0,0,0,null,7.9099999999998758,0,0,0,0,0,0,0,0,0,0,0,0,0,0,0,0,0,0,0,0]
[null,null,null,null,7.9199999999998756,0.71749532648757608,0,0,0,0,0,0,0,0,0,0,0,0,0,0,0,0,0,0,0,null,7.9199999999998756,0,0,0,0,0,0,0,0,0,0,0,0,0,0,0,0,0,0,0,0]
[null,null,null,null,7.9299999999998754,0.7199159591243216,0,0,0,0,0,0,0,0,0,0,0,0,0,0,0,0,0,0,0,null,7.9299999999998754,0,0,0,0,0,0,0,0,0,0,0,0,0,0,0,0,0,0,0,0]
[null,null,null,null,7.9399999999998752,0.722344384030293,0,0,0,0,0,0,0,0,0,0,0,0,0,0,0,0,0,0,0,null,7.9399999999998752,0,0,0,0,0,0,0,0,0,0,0,0,0,0,0,0,0,0,0,0]
[null,null,null,null,7.9499999999998749,0.72478062113415032,0,0,0,0,0,0,0,0,0,0,0,0,0,0,0,0,0,0,0,null,7.9499999999998749,0,0,0,0,0,0,0,0,0,0,0,0,0,0,0,0,0,0,0,0]
[null,null,null,null,7.9599999999998747,0.72722469039083504,0,0,0,0,0,0,0,0,0,0,0,0,0,0,0,0,0,0,0,null,7.9599999999998747,0,0,0,0,0,0,0,0,0,0,0,0,0,0,0,0,0,0,0,0]
[null,null,null,null,7.9699999999998745,0.72967661178157073,0,0,0,0,0,0,0,0,0,0,0,0,0,0,0,0,0,0,0,null,7.9699999999998745,0,0,0,0,0,0,0,0,0,0,0,0,0,0,0,0,0,0,0,0]
[null,null,null,null,7.9799999999998743,0.73213640531386304,0,0,0,0,0,0,0,0,0,0,0,0,0,0,0,0,0,0,0,null,7.9799999999998743,0,0,0,0,0,0,0,0,0,0,0,0,0,0,0,0,0,0,0,0]
[null,null,null,null,7.9899999999998741,0.73460409102149993,0,0,0,0,0,0,0,0,0,0,0,0,0,0,0,0,0,0,0,null,7.9899999999998741,0,0,0,0,0,0,0,0,0,0,0,0,0,0,0,0,0,0,0,0]
[null,null,null,null,7.9999999999998739,0.73707968896455101,0,0,0,0,0,0,0,0,0,0,0,0,0,0,0,0,0,0,0,null,7.9999999999998739,0,0,0,0,0,0,0,0,0,0,0,0,0,0,0,0,0,0,0,0]
[null,null,null,null,8.0099999999998737,0.73956321922936841,0,0,0,0,0,0,0,0,0,0,0,0,0,0,0,0,0,0,0,null,8.0099999999998737,0,0,0,0,0,0,0,0,0,0,0,0,0,0,0,0,0,0,0,0]
[null,null,null,null,8.0199999999998735,0.74205470192858614,0,0,0,0,0,0,0,0,0,0,0,0,0,0,0,0,0,0,0,null,8.0199999999998735,0,0,0,0,0,0,0,0,0,0,0,0,0,0,0,0,0,0,0,0]
[null,null,null,null,8.0299999999998732,0.74455415720112028,0,0,0,0,0,0,0,0,0,0,0,0,0,0,0,0,0,0,0,null,8.0299999999998732,0,0,0,0,0,0,0,0,0,0,0,0,0,0,0,0,0,0,0,0]
[null,null,null,null,8.039999999999873,0.74706160521216902,0,0,0,0,0,0,0,0,0,0,0,0,0,0,0,0,0,0,0,null,8.039999999999873,0,0,0,0,0,0,0,0,0,0,0,0,0,0,0,0,0,0,0,0]
[null,null,null,null,8.0499999999998728,0.7495770661532124,0,0,0,0,0,0,0,0,0,0,0,0,0,0,0,0,0,0,0,null,8.0499999999998728,0,0,0,0,0,0,0,0,0,0,0,0,0,0,0,0,0,0,0,0]
[null,null,null,null,8.0599999999998726,0.75210056024201299,0,0,0,0,0,0,0,0,0,0,0,0,0,0,0,0,0,0,0,null,8.0599999999998726,0,0,0,0,0,0,0,0,0,0,0,0,0,0,0,0,0,0,0,0]
[null,null,null,null,8.0699999999998724,0.75463210772261458,0,0,0,0,0,0,0,0,0,0,0,0,0,0,0,0,0,0,0,null,8.0699999999998724,0,0,0,0,0,0,0,0,0,0,0,0,0,0,0,0,0,0,0,0]
[null,null,null,null,8.0799999999998722,0.75717172886534412,0,0,0,0,0,0,0,0,0,0,0,0,0,0,0,0,0,0,0,null,8.0799999999998722,0,0,0,0,0,0,0,0,0,0,0,0,0,0,0,0,0,0,0,0]
[null,null,null,null,8.089999999999872,0.75971944396681002,0,0,0,0,0,0,0,0,0,0,0,0,0,0,0,0,0,0,0,null,8.089999999999872,0,0,0,0,0,0,0,0,0,0,0,0,0,0,0,0,0,0,0,0]
[null,null,null,null,8.0999999999998717,0.76227527334990275,0,0,0,0,0,0,0,0,0,0,0,0,0,0,0,0,0,0,0,null,8.0999999999998717,0,0,0,0,0,0,0,0,0,0,0,0,0,0,0,0,0,0,0,0]
[null,null,null,null,8.1099999999998715,0.76483923736379511,0,0,0,0,0,0,0,0,0,0,0,0,0,0,0,0,0,0,0,null,8.1099999999998715,0,0,0,0,0,0,0,0,0,0,0,0,0,0,0,0,0,0,0,0]
[null,null,null,null,8.1199999999998713,0.76741135638394131,0,0,0,0,0,0,0,0,0,0,0,0,0,0,0,0,0,0,0,null,8.1199999999998713,0,0,0,0,0,0,0,0,0,0,0,0,0,0,0,0,0,0,0,0]
[null,null,null,null,8.1299999999998711,0.76999165081207877,0,0,0,0,0,0,0,0,0,0,0,0,0,0,0,0,0,0,0,null,8.1299999999998711,0,0,0,0,0,0,0,0,0,0,0,0,0,0,0,0,0,0,0,0]
[null,null,null,null,8.1399999999998709,0.77258014107622608,0,0,0,0,0,0,0,0,0,0,0,0,0,0,0,0,0,0,0,null,8.1399999999998709,0,0,0,0,0,0,0,0,0,0,0,0,0,0,0,0,0,0,0,0]
[null,null,null,null,8.1499999999998707,0.77517684763068395,0,0,0,0,0,0,0,0,0,0,0,0,0,0,0,0,0,0,0,null,8.1499999999998707,0,0,0,0,0,0,0,0,0,0,0,0,0,0,0,0,0,0,0,0]
[null,null,null,null,8.1599999999998705,0.77778179095603539,0,0,0,0,0,0,0,0,0,0,0,0,0,0,0,0,0,0,0,null,8.1599999999998705,0,0,0,0,0,0,0,0,0,0,0,0,0,0,0,0,0,0,0,0]
[null,null,null,null,8.1699999999998703,0.78039499155914571,0,0,0,0,0,0,0,0,0,0,0,0,0,0,0,0,0,0,0,null,8.1699999999998703,0,0,0,0,0,0,0,0,0,0,0,0,0,0,0,0,0,0,0,0]
[null,null,null,null,8.17999999999987,0.78301646997316188,0,0,0,0,0,0,0,0,0,0,0,0,0,0,0,0,0,0,0,null,8.17999999999987,0,0,0,0,0,0,0,0,0,0,0,0,0,0,0,0,0,0,0,0]
[null,null,null,null,8.1899999999998698,0.78564624675751316,0,0,0,0,0,0,0,0,0,0,0,0,0,0,0,0,0,0,0,null,8.1899999999998698,0,0,0,0,0,0,0,0,0,0,0,0,0,0,0,0,0,0,0,0]
[null,null,null,null,8.1999999999998696,0.78828434249791091,0,0,0,0,0,0,0,0,0,0,0,0,0,0,0,0,0,0,0,null,8.1999999999998696,0,0,0,0,0,0,0,0,0,0,0,0,0,0,0,0,0,0,0,0]
[null,null,null,null,8.2099999999998694,0.79093077780634791,0,0,0,0,0,0,0,0,0,0,0,0,0,0,0,0,0,0,0,null,8.2099999999998694,0,0,0,0,0,0,0,0,0,0,0,0,0,0,0,0,0,0,0,0]
[null,null,null,null,8.2199999999998692,0.79358557332110036,0,0,0,0,0,0,0,0,0,0,0,0,0,0,0,0,0,0,0,null,8.2199999999998692,0,0,0,0,0,0,0,0,0,0,0,0,0,0,0,0,0,0,0,0]
[null,null,null,null,8.229999999999869,0.79624874970672499,0,0,0,0,0,0,0,0,0,0,0,0,0,0,0,0,0,0,0,null,8.229999999999869,0,0,0,0,0,0,0,0,0,0,0,0,0,0,0,0,0,0,0,0]
[null,null,null,null,8.2399999999998688,0.79892032765406196,0,0,0,0,0,0,0,0,0,0,0,0,0,0,0,0,0,0,0,null,8.2399999999998688,0,0,0,0,0,0,0,0,0,0,0,0,0,0,0,0,0,0,0,0]
[null,null,null,null,8.2499999999998685,0.80160032788023239,0,0,0,0,0,0,0,0,0,0,0,0,0,0,0,0,0,0,0,null,8.2499999999998685,0,0,0,0,0,0,0,0,0,0,0,0,0,0,0,0,0,0,0,0]
[null,null,null,null,8.2599999999998683,0.80428877112864039,0,0,0,0,0,0,0,0,0,0,0,0,0,0,0,0,0,0,0,null,8.2599999999998683,0,0,0,0,0,0,0,0,0,0,0,0,0,0,0,0,0,0,0,0]
[null,null,null,null,8.2699999999998681,0.80698567816897127,0,0,0,0,0,0,0,0,0,0,0,0,0,0,0,0,0,0,0,null,8.2699999999998681,0,0,0,0,0,0,0,0,0,0,0,0,0,0,0,0,0,0,0,0]
[null,null,null,null,8.2799999999998679,0.80969106979719307,0,0,0,0,0,0,0,0,0,0,0,0,0,0,0,0,0,0,0,null,8.2799999999998679,0,0,0,0,0,0,0,0,0,0,0,0,0,0,0,0,0,0,0,0]
[null,null,null,null,8.2899999999998677,0.81240496683555596,0,0,0,0,0,0,0,0,0,0,0,0,0,0,0,0,0,0,0,null,8.2899999999998677,0,0,0,0,0,0,0,0,0,0,0,0,0,0,0,0,0,0,0,0]
[null,null,null,null,8.2999999999998675,0.81512739013259128,0,0,0,0,0,0,0,0,0,0,0,0,0,0,0,0,0,0,0,null,8.2999999999998675,0,0,0,0,0,0,0,0,0,0,0,0,0,0,0,0,0,0,0,0]
[null,null,null,null,8.3099999999998673,0.81785836056311356,0,0,0,0,0,0,0,0,0,0,0,0,0,0,0,0,0,0,0,null,8.3099999999998673,0,0,0,0,0,0,0,0,0,0,0,0,0,0,0,0,0,0,0,0]
[null,null,null,null,8.3199999999998671,0.82059789902821856,0,0,0,0,0,0,0,0,0,0,0,0,0,0,0,0,0,0,0,null,8.3199999999998671,0,0,0,0,0,0,0,0,0,0,0,0,0,0,0,0,0,0,0,0]
[null,null,null,null,{"$f":"E877+0.01","v":8.3299999999998668},{"$f":"IF(AF$16=0,0,IF(F$36*$E878^4  +    F$37*$E878^3   +    F$38*$E878^2    +    F$39*$E878   +    F$40>1,1,F$36*$E878^4  +    F$37*$E878^3   +    F$38*$E878^2    +    F$39*$E878   +    F$40))","v":0.82334602645528454},{"$f":"IF(AG$16=0,0,IF(G$36*$E878^4  +    G$37*$E878^3   +    G$38*$E878^2    +    G$39*$E878   +    G$40>1,1,G$36*$E878^4  +    G$37*$E878^3   +    G$38*$E878^2    +    G$39*$E878   +    G$40))","v":0},{"$f":"IF(AH$16=0,0,IF(H$36*$E878^4  +    H$37*$E878^3   +    H$38*$E878^2    +    H$39*$E878   +    H$40>1,1,H$36*$E878^4  +    H$37*$E878^3   +    H$38*$E878^2    +    H$39*$E878   +    H$40))","v":0},{"$f":"IF(AI$16=0,0,IF(I$36*$E878^4  +    I$37*$E878^3   +    I$38*$E878^2    +    I$39*$E878   +    I$40>1,1,I$36*$E878^4  +    I$37*$E878^3   +    I$38*$E878^2    +    I$39*$E878   +    I$40))","v":0},0,0,0,0,0,0,0,0,0,0,0,0,0,0,0,0,null,{"$f":"AA877+0.01","v":8.3299999999998668},{"$f":"IF(AB$43<>0,INDEX(F$45:F$1045, MATCH($AA878*(AB$43/24), $E$45:$E$1045)), 0)","v":0},{"$f":"IF(AC$43<>0,INDEX(G$45:G$1045, MATCH($AA878*(AC$43/24), $E$45:$E$1045)), 0)","v":0},{"$f":"IF(AD$43<>0,INDEX(H$45:H$1045, MATCH($AA878*(AD$43/24), $E$45:$E$1045)), 0)","v":0},{"$f":"IF(AE$43<>0,INDEX(I$45:I$1045, MATCH($AA878*(AE$43/24), $E$45:$E$1045)), 0)","v":0},0,0,0,0,0,0,0,0,0,0,0,0,0,0,0,0]
[null,null,null,null,8.3399999999998666,0.8261027637979721,0,0,0,0,0,0,0,0,0,0,0,0,0,0,0,0,0,0,0,null,8.3399999999998666,0,0,0,0,0,0,0,0,0,0,0,0,0,0,0,0,0,0,0,0]
[null,null,null,null,8.3499999999998664,0.828868132036223,0,0,0,0,0,0,0,0,0,0,0,0,0,0,0,0,0,0,0,null,8.3499999999998664,0,0,0,0,0,0,0,0,0,0,0,0,0,0,0,0,0,0,0,0]
[null,null,null,null,8.3599999999998662,0.83164215217626181,0,0,0,0,0,0,0,0,0,0,0,0,0,0,0,0,0,0,0,null,8.3599999999998662,0,0,0,0,0,0,0,0,0,0,0,0,0,0,0,0,0,0,0,0]
[null,null,null,null,8.369999999999866,0.83442484525059535,0,0,0,0,0,0,0,0,0,0,0,0,0,0,0,0,0,0,0,null,8.369999999999866,0,0,0,0,0,0,0,0,0,0,0,0,0,0,0,0,0,0,0,0]
[null,null,null,null,8.3799999999998658,0.8372162323180119,0,0,0,0,0,0,0,0,0,0,0,0,0,0,0,0,0,0,0,null,8.3799999999998658,0,0,0,0,0,0,0,0,0,0,0,0,0,0,0,0,0,0,0,0]
[null,null,null,null,8.3899999999998656,0.84001633446358159,0,0,0,0,0,0,0,0,0,0,0,0,0,0,0,0,0,0,0,null,8.3899999999998656,0,0,0,0,0,0,0,0,0,0,0,0,0,0,0,0,0,0,0,0]
[null,null,null,null,8.3999999999998654,0.84282517279865754,0,0,0,0,0,0,0,0,0,0,0,0,0,0,0,0,0,0,0,null,8.3999999999998654,0,0,0,0,0,0,0,0,0,0,0,0,0,0,0,0,0,0,0,0]
[null,null,null,null,8.4099999999998651,0.84564276846087449,0,0,0,0,0,0,0,0,0,0,0,0,0,0,0,0,0,0,0,null,8.4099999999998651,0,0,0,0,0,0,0,0,0,0,0,0,0,0,0,0,0,0,0,0]
[null,null,null,null,8.4199999999998649,0.84846914261414907,0,0,0,0,0,0,0,0,0,0,0,0,0,0,0,0,0,0,0,null,8.4199999999998649,0,0,0,0,0,0,0,0,0,0,0,0,0,0,0,0,0,0,0,0]
[null,null,null,null,8.4299999999998647,0.85130431644867999,0,0,0,0,0,0,0,0,0,0,0,0,0,0,0,0,0,0,0,null,8.4299999999998647,0,0,0,0,0,0,0,0,0,0,0,0,0,0,0,0,0,0,0,0]
[null,null,null,null,8.4399999999998645,0.85414831118094869,0,0,0,0,0,0,0,0,0,0,0,0,0,0,0,0,0,0,0,null,8.4399999999998645,0,0,0,0,0,0,0,0,0,0,0,0,0,0,0,0,0,0,0,0]
[null,null,null,null,8.4499999999998643,0.85700114805371763,0,0,0,0,0,0,0,0,0,0,0,0,0,0,0,0,0,0,0,null,8.4499999999998643,0,0,0,0,0,0,0,0,0,0,0,0,0,0,0,0,0,0,0,0]
[null,null,null,null,8.4599999999998641,0.85986284833603244,0,0,0,0,0,0,0,0,0,0,0,0,0,0,0,0,0,0,0,null,8.4599999999998641,0,0,0,0,0,0,0,0,0,0,0,0,0,0,0,0,0,0,0,0]
[null,null,null,null,8.4699999999998639,0.86273343332321972,0,0,0,0,0,0,0,0,0,0,0,0,0,0,0,0,0,0,0,null,8.4699999999998639,0,0,0,0,0,0,0,0,0,0,0,0,0,0,0,0,0,0,0,0]
[null,null,null,null,8.4799999999998636,0.86561292433688908,0,0,0,{"$f":"IF(AJ$16=0,0,IF(J$36*$E893^4  +    J$37*$E893^3   +    J$38*$E893^2    +    J$39*$E893   +    J$40>1,1,J$36*$E893^4  +    J$37*$E893^3   +    J$38*$E893^2    +    J$39*$E893   +    J$40))","v":0},{"$f":"IF(AK$16=0,0,IF(K$36*$E893^4  +    K$37*$E893^3   +    K$38*$E893^2    +    K$39*$E893   +    K$40>1,1,K$36*$E893^4  +    K$37*$E893^3   +    K$38*$E893^2    +    K$39*$E893   +    K$40))","v":0},{"$f":"IF(AL$16=0,0,IF(L$36*$E893^4  +    L$37*$E893^3   +    L$38*$E893^2    +    L$39*$E893   +    L$40>1,1,L$36*$E893^4  +    L$37*$E893^3   +    L$38*$E893^2    +    L$39*$E893   +    L$40))","v":0},{"$f":"IF(AM$16=0,0,IF(M$36*$E893^4  +    M$37*$E893^3   +    M$38*$E893^2    +    M$39*$E893   +    M$40>1,1,M$36*$E893^4  +    M$37*$E893^3   +    M$38*$E893^2    +    M$39*$E893   +    M$40))","v":0},{"$f":"IF(AN$16=0,0,IF(N$36*$E893^4  +    N$37*$E893^3   +    N$38*$E893^2    +    N$39*$E893   +    N$40>1,1,N$36*$E893^4  +    N$37*$E893^3   +    N$38*$E893^2    +    N$39*$E893   +    N$40))","v":0},{"$f":"IF(AO$16=0,0,IF(O$36*$E893^4  +    O$37*$E893^3   +    O$38*$E893^2    +    O$39*$E893   +    O$40>1,1,O$36*$E893^4  +    O$37*$E893^3   +    O$38*$E893^2    +    O$39*$E893   +    O$40))","v":0},{"$f":"IF(AP$16=0,0,IF(P$36*$E893^4  +    P$37*$E893^3   +    P$38*$E893^2    +    P$39*$E893   +    P$40>1,1,P$36*$E893^4  +    P$37*$E893^3   +    P$38*$E893^2    +    P$39*$E893   +    P$40))","v":0},{"$f":"IF(AQ$16=0,0,IF(Q$36*$E893^4  +    Q$37*$E893^3   +    Q$38*$E893^2    +    Q$39*$E893   +    Q$40>1,1,Q$36*$E893^4  +    Q$37*$E893^3   +    Q$38*$E893^2    +    Q$39*$E893   +    Q$40))","v":0},{"$f":"IF(AR$16=0,0,IF(R$36*$E893^4  +    R$37*$E893^3   +    R$38*$E893^2    +    R$39*$E893   +    R$40>1,1,R$36*$E893^4  +    R$37*$E893^3   +    R$38*$E893^2    +    R$39*$E893   +    R$40))","v":0},{"$f":"IF(AS$16=0,0,IF(S$36*$E893^4  +    S$37*$E893^3   +    S$38*$E893^2    +    S$39*$E893   +    S$40>1,1,S$36*$E893^4  +    S$37*$E893^3   +    S$38*$E893^2    +    S$39*$E893   +    S$40))","v":0},{"$f":"IF(AT$16=0,0,IF(T$36*$E893^4  +    T$37*$E893^3   +    T$38*$E893^2    +    T$39*$E893   +    T$40>1,1,T$36*$E893^4  +    T$37*$E893^3   +    T$38*$E893^2    +    T$39*$E893   +    T$40))","v":0},{"$f":"IF(AU$16=0,0,IF(U$36*$E893^4  +    U$37*$E893^3   +    U$38*$E893^2    +    U$39*$E893   +    U$40>1,1,U$36*$E893^4  +    U$37*$E893^3   +    U$38*$E893^2    +    U$39*$E893   +    U$40))","v":0},{"$f":"IF(AV$16=0,0,IF(V$36*$E893^4  +    V$37*$E893^3   +    V$38*$E893^2    +    V$39*$E893   +    V$40>1,1,V$36*$E893^4  +    V$37*$E893^3   +    V$38*$E893^2    +    V$39*$E893   +    V$40))","v":0},{"$f":"IF(AW$16=0,0,IF(W$36*$E893^4  +    W$37*$E893^3   +    W$38*$E893^2    +    W$39*$E893   +    W$40>1,1,W$36*$E893^4  +    W$37*$E893^3   +    W$38*$E893^2    +    W$39*$E893   +    W$40))","v":0},{"$f":"IF(AX$16=0,0,IF(X$36*$E893^4  +    X$37*$E893^3   +    X$38*$E893^2    +    X$39*$E893   +    X$40>1,1,X$36*$E893^4  +    X$37*$E893^3   +    X$38*$E893^2    +    X$39*$E893   +    X$40))","v":0},{"$f":"IF(AY$16=0,0,IF(Y$36*$E893^4  +    Y$37*$E893^3   +    Y$38*$E893^2    +    Y$39*$E893   +    Y$40>1,1,Y$36*$E893^4  +    Y$37*$E893^3   +    Y$38*$E893^2    +    Y$39*$E893   +    Y$40))","v":0},null,8.4799999999998636,0,0,0,0,{"$f":"IF(AF$43<>0,INDEX(J$45:J$1045, MATCH($AA893*(AF$43/24), $E$45:$E$1045)), 0)","v":0},{"$f":"IF(AG$43<>0,INDEX(K$45:K$1045, MATCH($AA893*(AG$43/24), $E$45:$E$1045)), 0)","v":0},{"$f":"IF(AH$43<>0,INDEX(L$45:L$1045, MATCH($AA893*(AH$43/24), $E$45:$E$1045)), 0)","v":0},{"$f":"IF(AI$43<>0,INDEX(M$45:M$1045, MATCH($AA893*(AI$43/24), $E$45:$E$1045)), 0)","v":0},{"$f":"IF(AJ$43<>0,INDEX(N$45:N$1045, MATCH($AA893*(AJ$43/24), $E$45:$E$1045)), 0)","v":0},{"$f":"IF(AK$43<>0,INDEX(O$45:O$1045, MATCH($AA893*(AK$43/24), $E$45:$E$1045)), 0)","v":0},{"$f":"IF(AL$43<>0,INDEX(P$45:P$1045, MATCH($AA893*(AL$43/24), $E$45:$E$1045)), 0)","v":0},{"$f":"IF(AM$43<>0,INDEX(Q$45:Q$1045, MATCH($AA893*(AM$43/24), $E$45:$E$1045)), 0)","v":0},{"$f":"IF(AN$43<>0,INDEX(R$45:R$1045, MATCH($AA893*(AN$43/24), $E$45:$E$1045)), 0)","v":0},{"$f":"IF(AO$43<>0,INDEX(S$45:S$1045, MATCH($AA893*(AO$43/24), $E$45:$E$1045)), 0)","v":0},{"$f":"IF(AP$43<>0,INDEX(T$45:T$1045, MATCH($AA893*(AP$43/24), $E$45:$E$1045)), 0)","v":0},{"$f":"IF(AQ$43<>0,INDEX(U$45:U$1045, MATCH($AA893*(AQ$43/24), $E$45:$E$1045)), 0)","v":0},{"$f":"IF(AR$43<>0,INDEX(V$45:V$1045, MATCH($AA893*(AR$43/24), $E$45:$E$1045)), 0)","v":0},{"$f":"IF(AS$43<>0,INDEX(W$45:W$1045, MATCH($AA893*(AS$43/24), $E$45:$E$1045)), 0)","v":0},{"$f":"IF(AT$43<>0,INDEX(X$45:X$1045, MATCH($AA893*(AT$43/24), $E$45:$E$1045)), 0)","v":0},{"$f":"IF(AU$43<>0,INDEX(Y$45:Y$1045, MATCH($AA893*(AU$43/24), $E$45:$E$1045)), 0)","v":0}]
[null,null,null,null,8.4899999999998634,0.86850134272493151,0,0,0,0,0,0,0,0,0,0,0,0,0,0,0,0,0,0,0,null,8.4899999999998634,0,0,0,0,0,0,0,0,0,0,0,0,0,0,0,0,0,0,0,0]
[null,null,null,null,8.4999999999998632,0.87139870986152035,0,0,0,0,0,0,0,0,0,0,0,0,0,0,0,0,0,0,0,null,8.4999999999998632,0,0,0,0,0,0,0,0,0,0,0,0,0,0,0,0,0,0,0,0]
[null,null,null,null,8.509999999999863,0.87430504714711144,0,0,0,0,0,0,0,0,0,0,0,0,0,0,0,0,0,0,0,null,8.509999999999863,0,0,0,0,0,0,0,0,0,0,0,0,0,0,0,0,0,0,0,0]
[null,null,null,null,8.5199999999998628,0.87722037600844183,0,0,0,0,0,0,0,0,0,0,0,0,0,0,0,0,0,0,0,null,8.5199999999998628,0,0,0,0,0,0,0,0,0,0,0,0,0,0,0,0,0,0,0,0]
[null,null,null,null,8.5299999999998626,0.88014471789853133,0,0,0,0,0,0,0,0,0,0,0,0,0,0,0,0,0,0,0,null,8.5299999999998626,0,0,0,0,0,0,0,0,0,0,0,0,0,0,0,0,0,0,0,0]
[null,null,null,null,8.5399999999998624,0.88307809429668138,0,0,0,0,0,0,0,0,0,0,0,0,0,0,0,0,0,0,0,null,8.5399999999998624,0,0,0,0,0,0,0,0,0,0,0,0,0,0,0,0,0,0,0,0]
[null,null,null,null,8.5499999999998622,0.88602052670847575,0,0,0,0,0,0,0,0,0,0,0,0,0,0,0,0,0,0,0,null,8.5499999999998622,0,0,0,0,0,0,0,0,0,0,0,0,0,0,0,0,0,0,0,0]
[null,null,null,null,8.5599999999998619,0.88897203666578029,0,0,0,0,0,0,0,0,0,0,0,0,0,0,0,0,0,0,0,null,8.5599999999998619,0,0,0,0,0,0,0,0,0,0,0,0,0,0,0,0,0,0,0,0]
[null,null,null,null,8.5699999999998617,0.89193264572674291,0,0,0,0,0,0,0,0,0,0,0,0,0,0,0,0,0,0,0,null,8.5699999999998617,0,0,0,0,0,0,0,0,0,0,0,0,0,0,0,0,0,0,0,0]
[null,null,null,null,8.5799999999998615,0.89490237547579321,0,0,0,0,0,0,0,0,0,0,0,0,0,0,0,0,0,0,0,null,8.5799999999998615,0,0,0,0,0,0,0,0,0,0,0,0,0,0,0,0,0,0,0,0]
[null,null,null,null,8.5899999999998613,0.89788124752364351,0,0,0,0,0,0,0,0,0,0,0,0,0,0,0,0,0,0,0,null,8.5899999999998613,0,0,0,0,0,0,0,0,0,0,0,0,0,0,0,0,0,0,0,0]
[null,null,null,null,8.5999999999998611,0.90086928350728757,0,0,0,0,0,0,0,0,0,0,0,0,0,0,0,0,0,0,0,null,8.5999999999998611,0,0,0,0,0,0,0,0,0,0,0,0,0,0,0,0,0,0,0,0]
[null,null,null,null,8.6099999999998609,0.9038665050900021,0,0,0,0,0,0,0,0,0,0,0,0,0,0,0,0,0,0,0,null,8.6099999999998609,0,0,0,0,0,0,0,0,0,0,0,0,0,0,0,0,0,0,0,0]
[null,null,null,null,8.6199999999998607,0.90687293396134439,0,0,0,0,0,0,0,0,0,0,0,0,0,0,0,0,0,0,0,null,8.6199999999998607,0,0,0,0,0,0,0,0,0,0,0,0,0,0,0,0,0,0,0,0]
[null,null,null,null,8.6299999999998604,0.90988859183715509,0,0,0,0,0,0,0,0,0,0,0,0,0,0,0,0,0,0,0,null,8.6299999999998604,0,0,0,0,0,0,0,0,0,0,0,0,0,0,0,0,0,0,0,0]
[null,null,null,null,8.6399999999998602,0.91291350045955699,0,0,0,0,0,0,0,0,0,0,0,0,0,0,0,0,0,0,0,null,8.6399999999998602,0,0,0,0,0,0,0,0,0,0,0,0,0,0,0,0,0,0,0,0]
[null,null,null,null,8.64999999999986,0.91594768159695361,0,0,0,0,0,0,0,0,0,0,0,0,0,0,0,0,0,0,0,null,8.64999999999986,0,0,0,0,0,0,0,0,0,0,0,0,0,0,0,0,0,0,0,0]
[null,null,null,null,8.6599999999998598,0.91899115704403234,0,0,0,0,0,0,0,0,0,0,0,0,0,0,0,0,0,0,0,null,8.6599999999998598,0,0,0,0,0,0,0,0,0,0,0,0,0,0,0,0,0,0,0,0]
[null,null,null,null,8.6699999999998596,0.92204394862176109,0,0,0,0,0,0,0,0,0,0,0,0,0,0,0,0,0,0,0,null,8.6699999999998596,0,0,0,0,0,0,0,0,0,0,0,0,0,0,0,0,0,0,0,0]
[null,null,null,null,8.6799999999998594,0.92510607817739032,0,0,0,0,0,0,0,0,0,0,0,0,0,0,0,0,0,0,0,null,8.6799999999998594,0,0,0,0,0,0,0,0,0,0,0,0,0,0,0,0,0,0,0,0]
[null,null,null,null,8.6899999999998592,0.92817756758445347,0,0,0,0,0,0,0,0,0,0,0,0,0,0,0,0,0,0,0,null,8.6899999999998592,0,0,0,0,0,0,0,0,0,0,0,0,0,0,0,0,0,0,0,0]
[null,null,null,null,8.699999999999859,0.93125843874276493,0,0,0,0,0,0,0,0,0,0,0,0,0,0,0,0,0,0,0,null,8.699999999999859,0,0,0,0,0,0,0,0,0,0,0,0,0,0,0,0,0,0,0,0]
[null,null,null,null,8.7099999999998587,0.9343487135784212,0,0,0,0,0,0,0,0,0,0,0,0,0,0,0,0,0,0,0,null,8.7099999999998587,0,0,0,0,0,0,0,0,0,0,0,0,0,0,0,0,0,0,0,0]
[null,null,null,null,8.7199999999998585,0.93744841404380153,0,0,0,0,0,0,0,0,0,0,0,0,0,0,0,0,0,0,0,null,8.7199999999998585,0,0,0,0,0,0,0,0,0,0,0,0,0,0,0,0,0,0,0,0]
[null,null,null,null,8.7299999999998583,0.94055756211756658,0,0,0,0,0,0,0,0,0,0,0,0,0,0,0,0,0,0,0,null,8.7299999999998583,0,0,0,0,0,0,0,0,0,0,0,0,0,0,0,0,0,0,0,0]
[null,null,null,null,8.7399999999998581,0.94367617980465957,0,0,0,0,0,0,0,0,0,0,0,0,0,0,0,0,0,0,0,null,8.7399999999998581,0,0,0,0,0,0,0,0,0,0,0,0,0,0,0,0,0,0,0,0]
[null,null,null,null,8.7499999999998579,0.94680428913630577,0,0,0,0,0,0,0,0,0,0,0,0,0,0,0,0,0,0,0,null,8.7499999999998579,0,0,0,0,0,0,0,0,0,0,0,0,0,0,0,0,0,0,0,0]
[null,null,null,null,8.7599999999998577,0.94994191217001189,0,0,0,0,0,0,0,0,0,0,0,0,0,0,0,0,0,0,0,null,8.7599999999998577,0,0,0,0,0,0,0,0,0,0,0,0,0,0,0,0,0,0,0,0]
[null,null,null,null,8.7699999999998575,0.95308907098956763,0,0,0,0,0,0,0,0,0,0,0,0,0,0,0,0,0,0,0,null,8.7699999999998575,0,0,0,0,0,0,0,0,0,0,0,0,0,0,0,0,0,0,0,0]
[null,null,null,null,8.7799999999998573,0.95624578770504387,0,0,0,0,0,0,0,0,0,0,0,0,0,0,0,0,0,0,0,null,8.7799999999998573,0,0,0,0,0,0,0,0,0,0,0,0,0,0,0,0,0,0,0,0]
[null,null,null,null,8.789999999999857,0.95941208445279424,0,0,0,0,0,0,0,0,0,0,0,0,0,0,0,0,0,0,0,null,8.789999999999857,0,0,0,0,0,0,0,0,0,0,0,0,0,0,0,0,0,0,0,0]
[null,null,null,null,8.7999999999998568,0.96258798339545426,0,0,0,0,0,0,0,0,0,0,0,0,0,0,0,0,0,0,0,null,8.7999999999998568,0,0,0,0,0,0,0,0,0,0,0,0,0,0,0,0,0,0,0,0]
[null,null,null,null,8.8099999999998566,0.96577350672194129,0,0,0,0,0,0,0,0,0,0,0,0,0,0,0,0,0,0,0,null,8.8099999999998566,0,0,0,0,0,0,0,0,0,0,0,0,0,0,0,0,0,0,0,0]
[null,null,null,null,8.8199999999998564,0.96896867664745501,0,0,0,0,0,0,0,0,0,0,0,0,0,0,0,0,0,0,0,null,8.8199999999998564,0,0,0,0,0,0,0,0,0,0,0,0,0,0,0,0,0,0,0,0]
[null,null,null,null,8.8299999999998562,0.97217351541347674,0,0,0,0,0,0,0,0,0,0,0,0,0,0,0,0,0,0,0,null,8.8299999999998562,0,0,0,0,0,0,0,0,0,0,0,0,0,0,0,0,0,0,0,0]
[null,null,null,null,8.839999999999856,0.97538804528777101,0,0,0,0,0,0,0,0,0,0,0,0,0,0,0,0,0,0,0,null,8.839999999999856,0,0,0,0,0,0,0,0,0,0,0,0,0,0,0,0,0,0,0,0]
[null,null,null,null,8.8499999999998558,0.97861228856438243,0,0,0,0,0,0,0,0,0,0,0,0,0,0,0,0,0,0,0,null,8.8499999999998558,0,0,0,0,0,0,0,0,0,0,0,0,0,0,0,0,0,0,0,0]
[null,null,null,null,8.8599999999998555,0.98184626756363991,0,0,0,0,0,0,0,0,0,0,0,0,0,0,0,0,0,0,0,null,8.8599999999998555,0,0,0,0,0,0,0,0,0,0,0,0,0,0,0,0,0,0,0,0]
[null,null,null,null,8.8699999999998553,0.98509000463215268,0,0,0,0,0,0,0,0,0,0,0,0,0,0,0,0,0,0,0,null,8.8699999999998553,0,0,0,0,0,0,0,0,0,0,0,0,0,0,0,0,0,0,0,0]
[null,null,null,null,8.8799999999998551,0.9883435221428134,0,0,0,0,0,0,0,0,0,0,0,0,0,0,0,0,0,0,0,null,8.8799999999998551,0,0,0,0,0,0,0,0,0,0,0,0,0,0,0,0,0,0,0,0]
[null,null,null,null,8.8899999999998549,0.99160684249479547,0,0,0,0,0,0,0,0,0,0,0,0,0,0,0,0,0,0,0,null,8.8899999999998549,0,0,0,0,0,0,0,0,0,0,0,0,0,0,0,0,0,0,0,0]
[null,null,null,null,8.8999999999998547,0.99487998811355549,0,0,0,0,0,0,0,0,0,0,0,0,0,0,0,0,0,0,0,null,8.8999999999998547,0,0,0,0,0,0,0,0,0,0,0,0,0,0,0,0,0,0,0,0]
[null,null,null,null,8.9099999999998545,0.99816298145083171,0,0,0,0,0,0,0,0,0,0,0,0,0,0,0,0,0,0,0,null,8.9099999999998545,0,0,0,0,0,0,0,0,0,0,0,0,0,0,0,0,0,0,0,0]
[null,null,null,null,8.9199999999998543,1,0,0,0,0,0,0,0,0,0,0,0,0,0,0,0,0,0,0,0,null,8.9199999999998543,0,0,0,0,0,0,0,0,0,0,0,0,0,0,0,0,0,0,0,0]
[null,null,null,null,8.9299999999998541,1,0,0,0,0,0,0,0,0,0,0,0,0,0,0,0,0,0,0,0,null,8.9299999999998541,0,0,0,0,0,0,0,0,0,0,0,0,0,0,0,0,0,0,0,0]
[null,null,null,null,8.9399999999998538,1,0,0,0,0,0,0,0,0,0,0,0,0,0,0,0,0,0,0,0,null,8.9399999999998538,0,0,0,0,0,0,0,0,0,0,0,0,0,0,0,0,0,0,0,0]
[null,null,null,null,8.9499999999998536,1,0,0,0,0,0,0,0,0,0,0,0,0,0,0,0,0,0,0,0,null,8.9499999999998536,0,0,0,0,0,0,0,0,0,0,0,0,0,0,0,0,0,0,0,0]
[null,null,null,null,8.9599999999998534,1,0,0,0,0,0,0,0,0,0,0,0,0,0,0,0,0,0,0,0,null,8.9599999999998534,0,0,0,0,0,0,0,0,0,0,0,0,0,0,0,0,0,0,0,0]
[null,null,null,null,{"$f":"E941+0.01","v":8.9699999999998532},{"$f":"IF(AF$16=0,0,IF(F$36*$E942^4  +    F$37*$E942^3   +    F$38*$E942^2    +    F$39*$E942   +    F$40>1,1,F$36*$E942^4  +    F$37*$E942^3   +    F$38*$E942^2    +    F$39*$E942   +    F$40))","v":1},{"$f":"IF(AG$16=0,0,IF(G$36*$E942^4  +    G$37*$E942^3   +    G$38*$E942^2    +    G$39*$E942   +    G$40>1,1,G$36*$E942^4  +    G$37*$E942^3   +    G$38*$E942^2    +    G$39*$E942   +    G$40))","v":0},{"$f":"IF(AH$16=0,0,IF(H$36*$E942^4  +    H$37*$E942^3   +    H$38*$E942^2    +    H$39*$E942   +    H$40>1,1,H$36*$E942^4  +    H$37*$E942^3   +    H$38*$E942^2    +    H$39*$E942   +    H$40))","v":0},{"$f":"IF(AI$16=0,0,IF(I$36*$E942^4  +    I$37*$E942^3   +    I$38*$E942^2    +    I$39*$E942   +    I$40>1,1,I$36*$E942^4  +    I$37*$E942^3   +    I$38*$E942^2    +    I$39*$E942   +    I$40))","v":0},0,0,0,0,0,0,0,0,0,0,0,0,0,0,0,0,null,{"$f":"AA941+0.01","v":8.9699999999998532},{"$f":"IF(AB$43<>0,INDEX(F$45:F$1045, MATCH($AA942*(AB$43/24), $E$45:$E$1045)), 0)","v":0},{"$f":"IF(AC$43<>0,INDEX(G$45:G$1045, MATCH($AA942*(AC$43/24), $E$45:$E$1045)), 0)","v":0},{"$f":"IF(AD$43<>0,INDEX(H$45:H$1045, MATCH($AA942*(AD$43/24), $E$45:$E$1045)), 0)","v":0},{"$f":"IF(AE$43<>0,INDEX(I$45:I$1045, MATCH($AA942*(AE$43/24), $E$45:$E$1045)), 0)","v":0},0,0,0,0,0,0,0,0,0,0,0,0,0,0,0,0]
[null,null,null,null,8.979999999999853,1,0,0,0,0,0,0,0,0,0,0,0,0,0,0,0,0,0,0,0,null,8.979999999999853,0,0,0,0,0,0,0,0,0,0,0,0,0,0,0,0,0,0,0,0]
[null,null,null,null,8.9899999999998528,1,0,0,0,0,0,0,0,0,0,0,0,0,0,0,0,0,0,0,0,null,8.9899999999998528,0,0,0,0,0,0,0,0,0,0,0,0,0,0,0,0,0,0,0,0]
[null,null,null,null,8.9999999999998526,1,0,0,0,0,0,0,0,0,0,0,0,0,0,0,0,0,0,0,0,null,8.9999999999998526,0,0,0,0,0,0,0,0,0,0,0,0,0,0,0,0,0,0,0,0]
[null,null,null,null,9.0099999999998523,1,0,0,0,0,0,0,0,0,0,0,0,0,0,0,0,0,0,0,0,null,9.0099999999998523,0,0,0,0,0,0,0,0,0,0,0,0,0,0,0,0,0,0,0,0]
[null,null,null,null,9.0199999999998521,1,0,0,0,0,0,0,0,0,0,0,0,0,0,0,0,0,0,0,0,null,9.0199999999998521,0,0,0,0,0,0,0,0,0,0,0,0,0,0,0,0,0,0,0,0]
[null,null,null,null,9.0299999999998519,1,0,0,0,0,0,0,0,0,0,0,0,0,0,0,0,0,0,0,0,null,9.0299999999998519,0,0,0,0,0,0,0,0,0,0,0,0,0,0,0,0,0,0,0,0]
[null,null,null,null,9.0399999999998517,1,0,0,0,0,0,0,0,0,0,0,0,0,0,0,0,0,0,0,0,null,9.0399999999998517,0,0,0,0,0,0,0,0,0,0,0,0,0,0,0,0,0,0,0,0]
[null,null,null,null,9.0499999999998515,1,0,0,0,0,0,0,0,0,0,0,0,0,0,0,0,0,0,0,0,null,9.0499999999998515,0,0,0,0,0,0,0,0,0,0,0,0,0,0,0,0,0,0,0,0]
[null,null,null,null,9.0599999999998513,1,0,0,0,0,0,0,0,0,0,0,0,0,0,0,0,0,0,0,0,null,9.0599999999998513,0,0,0,0,0,0,0,0,0,0,0,0,0,0,0,0,0,0,0,0]
[null,null,null,null,9.0699999999998511,1,0,0,0,0,0,0,0,0,0,0,0,0,0,0,0,0,0,0,0,null,9.0699999999998511,0,0,0,0,0,0,0,0,0,0,0,0,0,0,0,0,0,0,0,0]
[null,null,null,null,9.0799999999998509,1,0,0,0,0,0,0,0,0,0,0,0,0,0,0,0,0,0,0,0,null,9.0799999999998509,0,0,0,0,0,0,0,0,0,0,0,0,0,0,0,0,0,0,0,0]
[null,null,null,null,9.0899999999998506,1,0,0,0,0,0,0,0,0,0,0,0,0,0,0,0,0,0,0,0,null,9.0899999999998506,0,0,0,0,0,0,0,0,0,0,0,0,0,0,0,0,0,0,0,0]
[null,null,null,null,9.0999999999998504,1,0,0,0,0,0,0,0,0,0,0,0,0,0,0,0,0,0,0,0,null,9.0999999999998504,0,0,0,0,0,0,0,0,0,0,0,0,0,0,0,0,0,0,0,0]
[null,null,null,null,9.1099999999998502,1,0,0,0,0,0,0,0,0,0,0,0,0,0,0,0,0,0,0,0,null,9.1099999999998502,0,0,0,0,0,0,0,0,0,0,0,0,0,0,0,0,0,0,0,0]
[null,null,null,null,9.11999999999985,1,0,0,0,{"$f":"IF(AJ$16=0,0,IF(J$36*$E957^4  +    J$37*$E957^3   +    J$38*$E957^2    +    J$39*$E957   +    J$40>1,1,J$36*$E957^4  +    J$37*$E957^3   +    J$38*$E957^2    +    J$39*$E957   +    J$40))","v":0},{"$f":"IF(AK$16=0,0,IF(K$36*$E957^4  +    K$37*$E957^3   +    K$38*$E957^2    +    K$39*$E957   +    K$40>1,1,K$36*$E957^4  +    K$37*$E957^3   +    K$38*$E957^2    +    K$39*$E957   +    K$40))","v":0},{"$f":"IF(AL$16=0,0,IF(L$36*$E957^4  +    L$37*$E957^3   +    L$38*$E957^2    +    L$39*$E957   +    L$40>1,1,L$36*$E957^4  +    L$37*$E957^3   +    L$38*$E957^2    +    L$39*$E957   +    L$40))","v":0},{"$f":"IF(AM$16=0,0,IF(M$36*$E957^4  +    M$37*$E957^3   +    M$38*$E957^2    +    M$39*$E957   +    M$40>1,1,M$36*$E957^4  +    M$37*$E957^3   +    M$38*$E957^2    +    M$39*$E957   +    M$40))","v":0},{"$f":"IF(AN$16=0,0,IF(N$36*$E957^4  +    N$37*$E957^3   +    N$38*$E957^2    +    N$39*$E957   +    N$40>1,1,N$36*$E957^4  +    N$37*$E957^3   +    N$38*$E957^2    +    N$39*$E957   +    N$40))","v":0},{"$f":"IF(AO$16=0,0,IF(O$36*$E957^4  +    O$37*$E957^3   +    O$38*$E957^2    +    O$39*$E957   +    O$40>1,1,O$36*$E957^4  +    O$37*$E957^3   +    O$38*$E957^2    +    O$39*$E957   +    O$40))","v":0},{"$f":"IF(AP$16=0,0,IF(P$36*$E957^4  +    P$37*$E957^3   +    P$38*$E957^2    +    P$39*$E957   +    P$40>1,1,P$36*$E957^4  +    P$37*$E957^3   +    P$38*$E957^2    +    P$39*$E957   +    P$40))","v":0},{"$f":"IF(AQ$16=0,0,IF(Q$36*$E957^4  +    Q$37*$E957^3   +    Q$38*$E957^2    +    Q$39*$E957   +    Q$40>1,1,Q$36*$E957^4  +    Q$37*$E957^3   +    Q$38*$E957^2    +    Q$39*$E957   +    Q$40))","v":0},{"$f":"IF(AR$16=0,0,IF(R$36*$E957^4  +    R$37*$E957^3   +    R$38*$E957^2    +    R$39*$E957   +    R$40>1,1,R$36*$E957^4  +    R$37*$E957^3   +    R$38*$E957^2    +    R$39*$E957   +    R$40))","v":0},{"$f":"IF(AS$16=0,0,IF(S$36*$E957^4  +    S$37*$E957^3   +    S$38*$E957^2    +    S$39*$E957   +    S$40>1,1,S$36*$E957^4  +    S$37*$E957^3   +    S$38*$E957^2    +    S$39*$E957   +    S$40))","v":0},{"$f":"IF(AT$16=0,0,IF(T$36*$E957^4  +    T$37*$E957^3   +    T$38*$E957^2    +    T$39*$E957   +    T$40>1,1,T$36*$E957^4  +    T$37*$E957^3   +    T$38*$E957^2    +    T$39*$E957   +    T$40))","v":0},{"$f":"IF(AU$16=0,0,IF(U$36*$E957^4  +    U$37*$E957^3   +    U$38*$E957^2    +    U$39*$E957   +    U$40>1,1,U$36*$E957^4  +    U$37*$E957^3   +    U$38*$E957^2    +    U$39*$E957   +    U$40))","v":0},{"$f":"IF(AV$16=0,0,IF(V$36*$E957^4  +    V$37*$E957^3   +    V$38*$E957^2    +    V$39*$E957   +    V$40>1,1,V$36*$E957^4  +    V$37*$E957^3   +    V$38*$E957^2    +    V$39*$E957   +    V$40))","v":0},{"$f":"IF(AW$16=0,0,IF(W$36*$E957^4  +    W$37*$E957^3   +    W$38*$E957^2    +    W$39*$E957   +    W$40>1,1,W$36*$E957^4  +    W$37*$E957^3   +    W$38*$E957^2    +    W$39*$E957   +    W$40))","v":0},{"$f":"IF(AX$16=0,0,IF(X$36*$E957^4  +    X$37*$E957^3   +    X$38*$E957^2    +    X$39*$E957   +    X$40>1,1,X$36*$E957^4  +    X$37*$E957^3   +    X$38*$E957^2    +    X$39*$E957   +    X$40))","v":0},{"$f":"IF(AY$16=0,0,IF(Y$36*$E957^4  +    Y$37*$E957^3   +    Y$38*$E957^2    +    Y$39*$E957   +    Y$40>1,1,Y$36*$E957^4  +    Y$37*$E957^3   +    Y$38*$E957^2    +    Y$39*$E957   +    Y$40))","v":0},null,9.11999999999985,0,0,0,0,{"$f":"IF(AF$43<>0,INDEX(J$45:J$1045, MATCH($AA957*(AF$43/24), $E$45:$E$1045)), 0)","v":0},{"$f":"IF(AG$43<>0,INDEX(K$45:K$1045, MATCH($AA957*(AG$43/24), $E$45:$E$1045)), 0)","v":0},{"$f":"IF(AH$43<>0,INDEX(L$45:L$1045, MATCH($AA957*(AH$43/24), $E$45:$E$1045)), 0)","v":0},{"$f":"IF(AI$43<>0,INDEX(M$45:M$1045, MATCH($AA957*(AI$43/24), $E$45:$E$1045)), 0)","v":0},{"$f":"IF(AJ$43<>0,INDEX(N$45:N$1045, MATCH($AA957*(AJ$43/24), $E$45:$E$1045)), 0)","v":0},{"$f":"IF(AK$43<>0,INDEX(O$45:O$1045, MATCH($AA957*(AK$43/24), $E$45:$E$1045)), 0)","v":0},{"$f":"IF(AL$43<>0,INDEX(P$45:P$1045, MATCH($AA957*(AL$43/24), $E$45:$E$1045)), 0)","v":0},{"$f":"IF(AM$43<>0,INDEX(Q$45:Q$1045, MATCH($AA957*(AM$43/24), $E$45:$E$1045)), 0)","v":0},{"$f":"IF(AN$43<>0,INDEX(R$45:R$1045, MATCH($AA957*(AN$43/24), $E$45:$E$1045)), 0)","v":0},{"$f":"IF(AO$43<>0,INDEX(S$45:S$1045, MATCH($AA957*(AO$43/24), $E$45:$E$1045)), 0)","v":0},{"$f":"IF(AP$43<>0,INDEX(T$45:T$1045, MATCH($AA957*(AP$43/24), $E$45:$E$1045)), 0)","v":0},{"$f":"IF(AQ$43<>0,INDEX(U$45:U$1045, MATCH($AA957*(AQ$43/24), $E$45:$E$1045)), 0)","v":0},{"$f":"IF(AR$43<>0,INDEX(V$45:V$1045, MATCH($AA957*(AR$43/24), $E$45:$E$1045)), 0)","v":0},{"$f":"IF(AS$43<>0,INDEX(W$45:W$1045, MATCH($AA957*(AS$43/24), $E$45:$E$1045)), 0)","v":0},{"$f":"IF(AT$43<>0,INDEX(X$45:X$1045, MATCH($AA957*(AT$43/24), $E$45:$E$1045)), 0)","v":0},{"$f":"IF(AU$43<>0,INDEX(Y$45:Y$1045, MATCH($AA957*(AU$43/24), $E$45:$E$1045)), 0)","v":0}]
[null,null,null,null,9.1299999999998498,1,0,0,0,0,0,0,0,0,0,0,0,0,0,0,0,0,0,0,0,null,9.1299999999998498,0,0,0,0,0,0,0,0,0,0,0,0,0,0,0,0,0,0,0,0]
[null,null,null,null,9.1399999999998496,1,0,0,0,0,0,0,0,0,0,0,0,0,0,0,0,0,0,0,0,null,9.1399999999998496,0,0,0,0,0,0,0,0,0,0,0,0,0,0,0,0,0,0,0,0]
[null,null,null,null,9.1499999999998494,1,0,0,0,0,0,0,0,0,0,0,0,0,0,0,0,0,0,0,0,null,9.1499999999998494,0,0,0,0,0,0,0,0,0,0,0,0,0,0,0,0,0,0,0,0]
[null,null,null,null,9.1599999999998492,1,0,0,0,0,0,0,0,0,0,0,0,0,0,0,0,0,0,0,0,null,9.1599999999998492,0,0,0,0,0,0,0,0,0,0,0,0,0,0,0,0,0,0,0,0]
[null,null,null,null,9.1699999999998489,1,0,0,0,0,0,0,0,0,0,0,0,0,0,0,0,0,0,0,0,null,9.1699999999998489,0,0,0,0,0,0,0,0,0,0,0,0,0,0,0,0,0,0,0,0]
[null,null,null,null,9.1799999999998487,1,0,0,0,0,0,0,0,0,0,0,0,0,0,0,0,0,0,0,0,null,9.1799999999998487,0,0,0,0,0,0,0,0,0,0,0,0,0,0,0,0,0,0,0,0]
[null,null,null,null,9.1899999999998485,1,0,0,0,0,0,0,0,0,0,0,0,0,0,0,0,0,0,0,0,null,9.1899999999998485,0,0,0,0,0,0,0,0,0,0,0,0,0,0,0,0,0,0,0,0]
[null,null,null,null,9.1999999999998483,1,0,0,0,0,0,0,0,0,0,0,0,0,0,0,0,0,0,0,0,null,9.1999999999998483,0,0,0,0,0,0,0,0,0,0,0,0,0,0,0,0,0,0,0,0]
[null,null,null,null,9.2099999999998481,1,0,0,0,0,0,0,0,0,0,0,0,0,0,0,0,0,0,0,0,null,9.2099999999998481,0,0,0,0,0,0,0,0,0,0,0,0,0,0,0,0,0,0,0,0]
[null,null,null,null,9.2199999999998479,1,0,0,0,0,0,0,0,0,0,0,0,0,0,0,0,0,0,0,0,null,9.2199999999998479,0,0,0,0,0,0,0,0,0,0,0,0,0,0,0,0,0,0,0,0]
[null,null,null,null,9.2299999999998477,1,0,0,0,0,0,0,0,0,0,0,0,0,0,0,0,0,0,0,0,null,9.2299999999998477,0,0,0,0,0,0,0,0,0,0,0,0,0,0,0,0,0,0,0,0]
[null,null,null,null,9.2399999999998474,1,0,0,0,0,0,0,0,0,0,0,0,0,0,0,0,0,0,0,0,null,9.2399999999998474,0,0,0,0,0,0,0,0,0,0,0,0,0,0,0,0,0,0,0,0]
[null,null,null,null,9.2499999999998472,1,0,0,0,0,0,0,0,0,0,0,0,0,0,0,0,0,0,0,0,null,9.2499999999998472,0,0,0,0,0,0,0,0,0,0,0,0,0,0,0,0,0,0,0,0]
[null,null,null,null,9.259999999999847,1,0,0,0,0,0,0,0,0,0,0,0,0,0,0,0,0,0,0,0,null,9.259999999999847,0,0,0,0,0,0,0,0,0,0,0,0,0,0,0,0,0,0,0,0]
[null,null,null,null,9.2699999999998468,1,0,0,0,0,0,0,0,0,0,0,0,0,0,0,0,0,0,0,0,null,9.2699999999998468,0,0,0,0,0,0,0,0,0,0,0,0,0,0,0,0,0,0,0,0]
[null,null,null,null,9.2799999999998466,1,0,0,0,0,0,0,0,0,0,0,0,0,0,0,0,0,0,0,0,null,9.2799999999998466,0,0,0,0,0,0,0,0,0,0,0,0,0,0,0,0,0,0,0,0]
[null,null,null,null,9.2899999999998464,1,0,0,0,0,0,0,0,0,0,0,0,0,0,0,0,0,0,0,0,null,9.2899999999998464,0,0,0,0,0,0,0,0,0,0,0,0,0,0,0,0,0,0,0,0]
[null,null,null,null,9.2999999999998462,1,0,0,0,0,0,0,0,0,0,0,0,0,0,0,0,0,0,0,0,null,9.2999999999998462,0,0,0,0,0,0,0,0,0,0,0,0,0,0,0,0,0,0,0,0]
[null,null,null,null,9.309999999999846,1,0,0,0,0,0,0,0,0,0,0,0,0,0,0,0,0,0,0,0,null,9.309999999999846,0,0,0,0,0,0,0,0,0,0,0,0,0,0,0,0,0,0,0,0]
[null,null,null,null,9.3199999999998457,1,0,0,0,0,0,0,0,0,0,0,0,0,0,0,0,0,0,0,0,null,9.3199999999998457,0,0,0,0,0,0,0,0,0,0,0,0,0,0,0,0,0,0,0,0]
[null,null,null,null,9.3299999999998455,1,0,0,0,0,0,0,0,0,0,0,0,0,0,0,0,0,0,0,0,null,9.3299999999998455,0,0,0,0,0,0,0,0,0,0,0,0,0,0,0,0,0,0,0,0]
[null,null,null,null,9.3399999999998453,1,0,0,0,0,0,0,0,0,0,0,0,0,0,0,0,0,0,0,0,null,9.3399999999998453,0,0,0,0,0,0,0,0,0,0,0,0,0,0,0,0,0,0,0,0]
[null,null,null,null,9.3499999999998451,1,0,0,0,0,0,0,0,0,0,0,0,0,0,0,0,0,0,0,0,null,9.3499999999998451,0,0,0,0,0,0,0,0,0,0,0,0,0,0,0,0,0,0,0,0]
[null,null,null,null,9.3599999999998449,1,0,0,0,0,0,0,0,0,0,0,0,0,0,0,0,0,0,0,0,null,9.3599999999998449,0,0,0,0,0,0,0,0,0,0,0,0,0,0,0,0,0,0,0,0]
[null,null,null,null,9.3699999999998447,1,0,0,0,0,0,0,0,0,0,0,0,0,0,0,0,0,0,0,0,null,9.3699999999998447,0,0,0,0,0,0,0,0,0,0,0,0,0,0,0,0,0,0,0,0]
[null,null,null,null,9.3799999999998445,1,0,0,0,0,0,0,0,0,0,0,0,0,0,0,0,0,0,0,0,null,9.3799999999998445,0,0,0,0,0,0,0,0,0,0,0,0,0,0,0,0,0,0,0,0]
[null,null,null,null,9.3899999999998442,1,0,0,0,0,0,0,0,0,0,0,0,0,0,0,0,0,0,0,0,null,9.3899999999998442,0,0,0,0,0,0,0,0,0,0,0,0,0,0,0,0,0,0,0,0]
[null,null,null,null,9.399999999999844,1,0,0,0,0,0,0,0,0,0,0,0,0,0,0,0,0,0,0,0,null,9.399999999999844,0,0,0,0,0,0,0,0,0,0,0,0,0,0,0,0,0,0,0,0]
[null,null,null,null,9.4099999999998438,1,0,0,0,0,0,0,0,0,0,0,0,0,0,0,0,0,0,0,0,null,9.4099999999998438,0,0,0,0,0,0,0,0,0,0,0,0,0,0,0,0,0,0,0,0]
[null,null,null,null,9.4199999999998436,1,0,0,0,0,0,0,0,0,0,0,0,0,0,0,0,0,0,0,0,null,9.4199999999998436,0,0,0,0,0,0,0,0,0,0,0,0,0,0,0,0,0,0,0,0]
[null,null,null,null,9.4299999999998434,1,0,0,0,0,0,0,0,0,0,0,0,0,0,0,0,0,0,0,0,null,9.4299999999998434,0,0,0,0,0,0,0,0,0,0,0,0,0,0,0,0,0,0,0,0]
[null,null,null,null,9.4399999999998432,1,0,0,0,0,0,0,0,0,0,0,0,0,0,0,0,0,0,0,0,null,9.4399999999998432,0,0,0,0,0,0,0,0,0,0,0,0,0,0,0,0,0,0,0,0]
[null,null,null,null,9.449999999999843,1,0,0,0,0,0,0,0,0,0,0,0,0,0,0,0,0,0,0,0,null,9.449999999999843,0,0,0,0,0,0,0,0,0,0,0,0,0,0,0,0,0,0,0,0]
[null,null,null,null,9.4599999999998428,1,0,0,0,0,0,0,0,0,0,0,0,0,0,0,0,0,0,0,0,null,9.4599999999998428,0,0,0,0,0,0,0,0,0,0,0,0,0,0,0,0,0,0,0,0]
[null,null,null,null,9.4699999999998425,1,0,0,0,0,0,0,0,0,0,0,0,0,0,0,0,0,0,0,0,null,9.4699999999998425,0,0,0,0,0,0,0,0,0,0,0,0,0,0,0,0,0,0,0,0]
[null,null,null,null,9.4799999999998423,1,0,0,0,0,0,0,0,0,0,0,0,0,0,0,0,0,0,0,0,null,9.4799999999998423,0,0,0,0,0,0,0,0,0,0,0,0,0,0,0,0,0,0,0,0]
[null,null,null,null,9.4899999999998421,1,0,0,0,0,0,0,0,0,0,0,0,0,0,0,0,0,0,0,0,null,9.4899999999998421,0,0,0,0,0,0,0,0,0,0,0,0,0,0,0,0,0,0,0,0]
[null,null,null,null,9.4999999999998419,1,0,0,0,0,0,0,0,0,0,0,0,0,0,0,0,0,0,0,0,null,9.4999999999998419,0,0,0,0,0,0,0,0,0,0,0,0,0,0,0,0,0,0,0,0]
[null,null,null,null,9.5099999999998417,1,0,0,0,0,0,0,0,0,0,0,0,0,0,0,0,0,0,0,0,null,9.5099999999998417,0,0,0,0,0,0,0,0,0,0,0,0,0,0,0,0,0,0,0,0]
[null,null,null,null,9.5199999999998415,1,0,0,0,0,0,0,0,0,0,0,0,0,0,0,0,0,0,0,0,null,9.5199999999998415,0,0,0,0,0,0,0,0,0,0,0,0,0,0,0,0,0,0,0,0]
[null,null,null,null,9.5299999999998413,1,0,0,0,0,0,0,0,0,0,0,0,0,0,0,0,0,0,0,0,null,9.5299999999998413,0,0,0,0,0,0,0,0,0,0,0,0,0,0,0,0,0,0,0,0]
[null,null,null,null,9.5399999999998411,1,0,0,0,0,0,0,0,0,0,0,0,0,0,0,0,0,0,0,0,null,9.5399999999998411,0,0,0,0,0,0,0,0,0,0,0,0,0,0,0,0,0,0,0,0]
[null,null,null,null,9.5499999999998408,1,0,0,0,0,0,0,0,0,0,0,0,0,0,0,0,0,0,0,0,null,9.5499999999998408,0,0,0,0,0,0,0,0,0,0,0,0,0,0,0,0,0,0,0,0]
[null,null,null,null,9.5599999999998406,1,0,0,0,0,0,0,0,0,0,0,0,0,0,0,0,0,0,0,0,null,9.5599999999998406,0,0,0,0,0,0,0,0,0,0,0,0,0,0,0,0,0,0,0,0]
[null,null,null,null,9.5699999999998404,1,0,0,0,0,0,0,0,0,0,0,0,0,0,0,0,0,0,0,0,null,9.5699999999998404,0,0,0,0,0,0,0,0,0,0,0,0,0,0,0,0,0,0,0,0]
[null,null,null,null,9.5799999999998402,1,0,0,0,0,0,0,0,0,0,0,0,0,0,0,0,0,0,0,0,null,9.5799999999998402,0,0,0,0,0,0,0,0,0,0,0,0,0,0,0,0,0,0,0,0]
[null,null,null,null,9.58999999999984,1,0,0,0,0,0,0,0,0,0,0,0,0,0,0,0,0,0,0,0,null,9.58999999999984,0,0,0,0,0,0,0,0,0,0,0,0,0,0,0,0,0,0,0,0]
[null,null,null,null,9.5999999999998398,1,0,0,0,0,0,0,0,0,0,0,0,0,0,0,0,0,0,0,0,null,9.5999999999998398,0,0,0,0,0,0,0,0,0,0,0,0,0,0,0,0,0,0,0,0]
[null,null,null,null,{"$f":"E1005+0.01","v":9.6099999999998396},{"$f":"IF(AF$16=0,0,IF(F$36*$E1006^4  +    F$37*$E1006^3   +    F$38*$E1006^2    +    F$39*$E1006   +    F$40>1,1,F$36*$E1006^4  +    F$37*$E1006^3   +    F$38*$E1006^2    +    F$39*$E1006   +    F$40))","v":1},{"$f":"IF(AG$16=0,0,IF(G$36*$E1006^4  +    G$37*$E1006^3   +    G$38*$E1006^2    +    G$39*$E1006   +    G$40>1,1,G$36*$E1006^4  +    G$37*$E1006^3   +    G$38*$E1006^2    +    G$39*$E1006   +    G$40))","v":0},{"$f":"IF(AH$16=0,0,IF(H$36*$E1006^4  +    H$37*$E1006^3   +    H$38*$E1006^2    +    H$39*$E1006   +    H$40>1,1,H$36*$E1006^4  +    H$37*$E1006^3   +    H$38*$E1006^2    +    H$39*$E1006   +    H$40))","v":0},{"$f":"IF(AI$16=0,0,IF(I$36*$E1006^4  +    I$37*$E1006^3   +    I$38*$E1006^2    +    I$39*$E1006   +    I$40>1,1,I$36*$E1006^4  +    I$37*$E1006^3   +    I$38*$E1006^2    +    I$39*$E1006   +    I$40))","v":0},0,0,0,0,0,0,0,0,0,0,0,0,0,0,0,0,null,{"$f":"AA1005+0.01","v":9.6099999999998396},{"$f":"IF(AB$43<>0,INDEX(F$45:F$1045, MATCH($AA1006*(AB$43/24), $E$45:$E$1045)), 0)","v":0},{"$f":"IF(AC$43<>0,INDEX(G$45:G$1045, MATCH($AA1006*(AC$43/24), $E$45:$E$1045)), 0)","v":0},{"$f":"IF(AD$43<>0,INDEX(H$45:H$1045, MATCH($AA1006*(AD$43/24), $E$45:$E$1045)), 0)","v":0},{"$f":"IF(AE$43<>0,INDEX(I$45:I$1045, MATCH($AA1006*(AE$43/24), $E$45:$E$1045)), 0)","v":0},0,0,0,0,0,0,0,0,0,0,0,0,0,0,0,0]
[null,null,null,null,9.6199999999998393,1,0,0,0,0,0,0,0,0,0,0,0,0,0,0,0,0,0,0,0,null,9.6199999999998393,0,0,0,0,0,0,0,0,0,0,0,0,0,0,0,0,0,0,0,0]
[null,null,null,null,9.6299999999998391,1,0,0,0,0,0,0,0,0,0,0,0,0,0,0,0,0,0,0,0,null,9.6299999999998391,0,0,0,0,0,0,0,0,0,0,0,0,0,0,0,0,0,0,0,0]
[null,null,null,null,9.6399999999998389,1,0,0,0,0,0,0,0,0,0,0,0,0,0,0,0,0,0,0,0,null,9.6399999999998389,0,0,0,0,0,0,0,0,0,0,0,0,0,0,0,0,0,0,0,0]
[null,null,null,null,9.6499999999998387,1,0,0,0,0,0,0,0,0,0,0,0,0,0,0,0,0,0,0,0,null,9.6499999999998387,0,0,0,0,0,0,0,0,0,0,0,0,0,0,0,0,0,0,0,0]
[null,null,null,null,9.6599999999998385,1,0,0,0,0,0,0,0,0,0,0,0,0,0,0,0,0,0,0,0,null,9.6599999999998385,0,0,0,0,0,0,0,0,0,0,0,0,0,0,0,0,0,0,0,0]
[null,null,null,null,9.6699999999998383,1,0,0,0,0,0,0,0,0,0,0,0,0,0,0,0,0,0,0,0,null,9.6699999999998383,0,0,0,0,0,0,0,0,0,0,0,0,0,0,0,0,0,0,0,0]
[null,null,null,null,9.6799999999998381,1,0,0,0,0,0,0,0,0,0,0,0,0,0,0,0,0,0,0,0,null,9.6799999999998381,0,0,0,0,0,0,0,0,0,0,0,0,0,0,0,0,0,0,0,0]
[null,null,null,null,9.6899999999998379,1,0,0,0,0,0,0,0,0,0,0,0,0,0,0,0,0,0,0,0,null,9.6899999999998379,0,0,0,0,0,0,0,0,0,0,0,0,0,0,0,0,0,0,0,0]
[null,null,null,null,9.6999999999998376,1,0,0,0,0,0,0,0,0,0,0,0,0,0,0,0,0,0,0,0,null,9.6999999999998376,0,0,0,0,0,0,0,0,0,0,0,0,0,0,0,0,0,0,0,0]
[null,null,null,null,9.7099999999998374,1,0,0,0,0,0,0,0,0,0,0,0,0,0,0,0,0,0,0,0,null,9.7099999999998374,0,0,0,0,0,0,0,0,0,0,0,0,0,0,0,0,0,0,0,0]
[null,null,null,null,9.7199999999998372,1,0,0,0,0,0,0,0,0,0,0,0,0,0,0,0,0,0,0,0,null,9.7199999999998372,0,0,0,0,0,0,0,0,0,0,0,0,0,0,0,0,0,0,0,0]
[null,null,null,null,9.729999999999837,1,0,0,0,0,0,0,0,0,0,0,0,0,0,0,0,0,0,0,0,null,9.729999999999837,0,0,0,0,0,0,0,0,0,0,0,0,0,0,0,0,0,0,0,0]
[null,null,null,null,9.7399999999998368,1,0,0,0,0,0,0,0,0,0,0,0,0,0,0,0,0,0,0,0,null,9.7399999999998368,0,0,0,0,0,0,0,0,0,0,0,0,0,0,0,0,0,0,0,0]
[null,null,null,null,9.7499999999998366,1,0,0,0,0,0,0,0,0,0,0,0,0,0,0,0,0,0,0,0,null,9.7499999999998366,0,0,0,0,0,0,0,0,0,0,0,0,0,0,0,0,0,0,0,0]
[null,null,null,null,9.7599999999998364,1,0,0,0,{"$f":"IF(AJ$16=0,0,IF(J$36*$E1021^4  +    J$37*$E1021^3   +    J$38*$E1021^2    +    J$39*$E1021   +    J$40>1,1,J$36*$E1021^4  +    J$37*$E1021^3   +    J$38*$E1021^2    +    J$39*$E1021   +    J$40))","v":0},{"$f":"IF(AK$16=0,0,IF(K$36*$E1021^4  +    K$37*$E1021^3   +    K$38*$E1021^2    +    K$39*$E1021   +    K$40>1,1,K$36*$E1021^4  +    K$37*$E1021^3   +    K$38*$E1021^2    +    K$39*$E1021   +    K$40))","v":0},{"$f":"IF(AL$16=0,0,IF(L$36*$E1021^4  +    L$37*$E1021^3   +    L$38*$E1021^2    +    L$39*$E1021   +    L$40>1,1,L$36*$E1021^4  +    L$37*$E1021^3   +    L$38*$E1021^2    +    L$39*$E1021   +    L$40))","v":0},{"$f":"IF(AM$16=0,0,IF(M$36*$E1021^4  +    M$37*$E1021^3   +    M$38*$E1021^2    +    M$39*$E1021   +    M$40>1,1,M$36*$E1021^4  +    M$37*$E1021^3   +    M$38*$E1021^2    +    M$39*$E1021   +    M$40))","v":0},{"$f":"IF(AN$16=0,0,IF(N$36*$E1021^4  +    N$37*$E1021^3   +    N$38*$E1021^2    +    N$39*$E1021   +    N$40>1,1,N$36*$E1021^4  +    N$37*$E1021^3   +    N$38*$E1021^2    +    N$39*$E1021   +    N$40))","v":0},{"$f":"IF(AO$16=0,0,IF(O$36*$E1021^4  +    O$37*$E1021^3   +    O$38*$E1021^2    +    O$39*$E1021   +    O$40>1,1,O$36*$E1021^4  +    O$37*$E1021^3   +    O$38*$E1021^2    +    O$39*$E1021   +    O$40))","v":0},{"$f":"IF(AP$16=0,0,IF(P$36*$E1021^4  +    P$37*$E1021^3   +    P$38*$E1021^2    +    P$39*$E1021   +    P$40>1,1,P$36*$E1021^4  +    P$37*$E1021^3   +    P$38*$E1021^2    +    P$39*$E1021   +    P$40))","v":0},{"$f":"IF(AQ$16=0,0,IF(Q$36*$E1021^4  +    Q$37*$E1021^3   +    Q$38*$E1021^2    +    Q$39*$E1021   +    Q$40>1,1,Q$36*$E1021^4  +    Q$37*$E1021^3   +    Q$38*$E1021^2    +    Q$39*$E1021   +    Q$40))","v":0},{"$f":"IF(AR$16=0,0,IF(R$36*$E1021^4  +    R$37*$E1021^3   +    R$38*$E1021^2    +    R$39*$E1021   +    R$40>1,1,R$36*$E1021^4  +    R$37*$E1021^3   +    R$38*$E1021^2    +    R$39*$E1021   +    R$40))","v":0},{"$f":"IF(AS$16=0,0,IF(S$36*$E1021^4  +    S$37*$E1021^3   +    S$38*$E1021^2    +    S$39*$E1021   +    S$40>1,1,S$36*$E1021^4  +    S$37*$E1021^3   +    S$38*$E1021^2    +    S$39*$E1021   +    S$40))","v":0},{"$f":"IF(AT$16=0,0,IF(T$36*$E1021^4  +    T$37*$E1021^3   +    T$38*$E1021^2    +    T$39*$E1021   +    T$40>1,1,T$36*$E1021^4  +    T$37*$E1021^3   +    T$38*$E1021^2    +    T$39*$E1021   +    T$40))","v":0},{"$f":"IF(AU$16=0,0,IF(U$36*$E1021^4  +    U$37*$E1021^3   +    U$38*$E1021^2    +    U$39*$E1021   +    U$40>1,1,U$36*$E1021^4  +    U$37*$E1021^3   +    U$38*$E1021^2    +    U$39*$E1021   +    U$40))","v":0},{"$f":"IF(AV$16=0,0,IF(V$36*$E1021^4  +    V$37*$E1021^3   +    V$38*$E1021^2    +    V$39*$E1021   +    V$40>1,1,V$36*$E1021^4  +    V$37*$E1021^3   +    V$38*$E1021^2    +    V$39*$E1021   +    V$40))","v":0},{"$f":"IF(AW$16=0,0,IF(W$36*$E1021^4  +    W$37*$E1021^3   +    W$38*$E1021^2    +    W$39*$E1021   +    W$40>1,1,W$36*$E1021^4  +    W$37*$E1021^3   +    W$38*$E1021^2    +    W$39*$E1021   +    W$40))","v":0},{"$f":"IF(AX$16=0,0,IF(X$36*$E1021^4  +    X$37*$E1021^3   +    X$38*$E1021^2    +    X$39*$E1021   +    X$40>1,1,X$36*$E1021^4  +    X$37*$E1021^3   +    X$38*$E1021^2    +    X$39*$E1021   +    X$40))","v":0},{"$f":"IF(AY$16=0,0,IF(Y$36*$E1021^4  +    Y$37*$E1021^3   +    Y$38*$E1021^2    +    Y$39*$E1021   +    Y$40>1,1,Y$36*$E1021^4  +    Y$37*$E1021^3   +    Y$38*$E1021^2    +    Y$39*$E1021   +    Y$40))","v":0},null,9.7599999999998364,0,0,0,0,{"$f":"IF(AF$43<>0,INDEX(J$45:J$1045, MATCH($AA1021*(AF$43/24), $E$45:$E$1045)), 0)","v":0},{"$f":"IF(AG$43<>0,INDEX(K$45:K$1045, MATCH($AA1021*(AG$43/24), $E$45:$E$1045)), 0)","v":0},{"$f":"IF(AH$43<>0,INDEX(L$45:L$1045, MATCH($AA1021*(AH$43/24), $E$45:$E$1045)), 0)","v":0},{"$f":"IF(AI$43<>0,INDEX(M$45:M$1045, MATCH($AA1021*(AI$43/24), $E$45:$E$1045)), 0)","v":0},{"$f":"IF(AJ$43<>0,INDEX(N$45:N$1045, MATCH($AA1021*(AJ$43/24), $E$45:$E$1045)), 0)","v":0},{"$f":"IF(AK$43<>0,INDEX(O$45:O$1045, MATCH($AA1021*(AK$43/24), $E$45:$E$1045)), 0)","v":0},{"$f":"IF(AL$43<>0,INDEX(P$45:P$1045, MATCH($AA1021*(AL$43/24), $E$45:$E$1045)), 0)","v":0},{"$f":"IF(AM$43<>0,INDEX(Q$45:Q$1045, MATCH($AA1021*(AM$43/24), $E$45:$E$1045)), 0)","v":0},{"$f":"IF(AN$43<>0,INDEX(R$45:R$1045, MATCH($AA1021*(AN$43/24), $E$45:$E$1045)), 0)","v":0},{"$f":"IF(AO$43<>0,INDEX(S$45:S$1045, MATCH($AA1021*(AO$43/24), $E$45:$E$1045)), 0)","v":0},{"$f":"IF(AP$43<>0,INDEX(T$45:T$1045, MATCH($AA1021*(AP$43/24), $E$45:$E$1045)), 0)","v":0},{"$f":"IF(AQ$43<>0,INDEX(U$45:U$1045, MATCH($AA1021*(AQ$43/24), $E$45:$E$1045)), 0)","v":0},{"$f":"IF(AR$43<>0,INDEX(V$45:V$1045, MATCH($AA1021*(AR$43/24), $E$45:$E$1045)), 0)","v":0},{"$f":"IF(AS$43<>0,INDEX(W$45:W$1045, MATCH($AA1021*(AS$43/24), $E$45:$E$1045)), 0)","v":0},{"$f":"IF(AT$43<>0,INDEX(X$45:X$1045, MATCH($AA1021*(AT$43/24), $E$45:$E$1045)), 0)","v":0},{"$f":"IF(AU$43<>0,INDEX(Y$45:Y$1045, MATCH($AA1021*(AU$43/24), $E$45:$E$1045)), 0)","v":0}]
[null,null,null,null,9.7699999999998361,1,0,0,0,0,0,0,0,0,0,0,0,0,0,0,0,0,0,0,0,null,9.7699999999998361,0,0,0,0,0,0,0,0,0,0,0,0,0,0,0,0,0,0,0,0]
[null,null,null,null,9.7799999999998359,1,0,0,0,0,0,0,0,0,0,0,0,0,0,0,0,0,0,0,0,null,9.7799999999998359,0,0,0,0,0,0,0,0,0,0,0,0,0,0,0,0,0,0,0,0]
[null,null,null,null,9.7899999999998357,1,0,0,0,0,0,0,0,0,0,0,0,0,0,0,0,0,0,0,0,null,9.7899999999998357,0,0,0,0,0,0,0,0,0,0,0,0,0,0,0,0,0,0,0,0]
[null,null,null,null,9.7999999999998355,1,0,0,0,0,0,0,0,0,0,0,0,0,0,0,0,0,0,0,0,null,9.7999999999998355,0,0,0,0,0,0,0,0,0,0,0,0,0,0,0,0,0,0,0,0]
[null,null,null,null,9.8099999999998353,1,0,0,0,0,0,0,0,0,0,0,0,0,0,0,0,0,0,0,0,null,9.8099999999998353,0,0,0,0,0,0,0,0,0,0,0,0,0,0,0,0,0,0,0,0]
[null,null,null,null,9.8199999999998351,1,0,0,0,0,0,0,0,0,0,0,0,0,0,0,0,0,0,0,0,null,9.8199999999998351,0,0,0,0,0,0,0,0,0,0,0,0,0,0,0,0,0,0,0,0]
[null,null,null,null,9.8299999999998349,1,0,0,0,0,0,0,0,0,0,0,0,0,0,0,0,0,0,0,0,null,9.8299999999998349,0,0,0,0,0,0,0,0,0,0,0,0,0,0,0,0,0,0,0,0]
[null,null,null,null,9.8399999999998347,1,0,0,0,0,0,0,0,0,0,0,0,0,0,0,0,0,0,0,0,null,9.8399999999998347,0,0,0,0,0,0,0,0,0,0,0,0,0,0,0,0,0,0,0,0]
[null,null,null,null,9.8499999999998344,1,0,0,0,0,0,0,0,0,0,0,0,0,0,0,0,0,0,0,0,null,9.8499999999998344,0,0,0,0,0,0,0,0,0,0,0,0,0,0,0,0,0,0,0,0]
[null,null,null,null,9.8599999999998342,1,0,0,0,0,0,0,0,0,0,0,0,0,0,0,0,0,0,0,0,null,9.8599999999998342,0,0,0,0,0,0,0,0,0,0,0,0,0,0,0,0,0,0,0,0]
[null,null,null,null,9.869999999999834,1,0,0,0,0,0,0,0,0,0,0,0,0,0,0,0,0,0,0,0,null,9.869999999999834,0,0,0,0,0,0,0,0,0,0,0,0,0,0,0,0,0,0,0,0]
[null,null,null,null,9.8799999999998338,1,0,0,0,0,0,0,0,0,0,0,0,0,0,0,0,0,0,0,0,null,9.8799999999998338,0,0,0,0,0,0,0,0,0,0,0,0,0,0,0,0,0,0,0,0]
[null,null,null,null,9.8899999999998336,1,0,0,0,0,0,0,0,0,0,0,0,0,0,0,0,0,0,0,0,null,9.8899999999998336,0,0,0,0,0,0,0,0,0,0,0,0,0,0,0,0,0,0,0,0]
[null,null,null,null,9.8999999999998334,1,0,0,0,0,0,0,0,0,0,0,0,0,0,0,0,0,0,0,0,null,9.8999999999998334,0,0,0,0,0,0,0,0,0,0,0,0,0,0,0,0,0,0,0,0]
[null,null,null,null,9.9099999999998332,1,0,0,0,0,0,0,0,0,0,0,0,0,0,0,0,0,0,0,0,null,9.9099999999998332,0,0,0,0,0,0,0,0,0,0,0,0,0,0,0,0,0,0,0,0]
[null,null,null,null,9.919999999999833,1,0,0,0,0,0,0,0,0,0,0,0,0,0,0,0,0,0,0,0,null,9.919999999999833,0,0,0,0,0,0,0,0,0,0,0,0,0,0,0,0,0,0,0,0]
[null,null,null,null,9.9299999999998327,1,0,0,0,0,0,0,0,0,0,0,0,0,0,0,0,0,0,0,0,null,9.9299999999998327,0,0,0,0,0,0,0,0,0,0,0,0,0,0,0,0,0,0,0,0]
[null,null,null,null,9.9399999999998325,1,0,0,0,0,0,0,0,0,0,0,0,0,0,0,0,0,0,0,0,null,9.9399999999998325,0,0,0,0,0,0,0,0,0,0,0,0,0,0,0,0,0,0,0,0]
[null,null,null,null,9.9499999999998323,1,0,0,0,0,0,0,0,0,0,0,0,0,0,0,0,0,0,0,0,null,9.9499999999998323,0,0,0,0,0,0,0,0,0,0,0,0,0,0,0,0,0,0,0,0]
[null,null,null,null,9.9599999999998321,1,0,0,0,0,0,0,0,0,0,0,0,0,0,0,0,0,0,0,0,null,9.9599999999998321,0,0,0,0,0,0,0,0,0,0,0,0,0,0,0,0,0,0,0,0]
[null,null,null,null,9.9699999999998319,1,0,0,0,0,0,0,0,0,0,0,0,0,0,0,0,0,0,0,0,null,9.9699999999998319,0,0,0,0,0,0,0,0,0,0,0,0,0,0,0,0,0,0,0,0]
[null,null,null,null,9.9799999999998317,1,0,0,0,0,0,0,0,0,0,0,0,0,0,0,0,0,0,0,0,null,9.9799999999998317,0,0,0,0,0,0,0,0,0,0,0,0,0,0,0,0,0,0,0,0]
[null,null,null,null,9.9899999999998315,1,0,0,0,0,0,0,0,0,0,0,0,0,0,0,0,0,0,0,0,null,9.9899999999998315,0,0,0,0,0,0,0,0,0,0,0,0,0,0,0,0,0,0,0,0]
[null,null,null,null,9.9999999999998312,1,0,0,0,0,0,0,0,0,0,0,0,0,0,0,0,0,0,0,0,null,9.9999999999998312,0,0,0,0,0,0,0,0,0,0,0,0,0,0,0,0,0,0,0,0]

{"sheet":"Spot LED","index":11,"n_rows":1005,"n_cols":15,"rows_kept":1005,"cut":false,"hidden":true,"merged":[]}
["LED - Spot Relamping Calculator  (LED LAMPS)"]
[]
[null,null,null,null,null,"Time of Relamping"]
[null,null,null,"tableStartLED -->","Number",1,2,3,4,5,6,7,8,9,10]
[null,null,null,null,1,6.14]
[null,null,null,null,2,9.01]
[null,null,null,null,3]
[null,null,null,null,4]
[null,null,null,null,5]
[null,null,null,null,6]
[null,null,null,null,7]
[null,null,null,null,8]
[null,null,null,null,9]
[null,null,null,null,10]
[null,null,null,null,11]
[null,null,null,null,12]
[null,null,null,null,13]
[null,null,null,null,14]
[null,null,null,null,15]
[null,null,null,null,16]
[null,null,null,null,17]
[null,null,null,null,18]
[null,null,null,null,19]
[null,null,null,null,20]
[null,null,null,null,21]
[null,null,null,null,22]
[null,null,null,null,23]
[null,null,null,null,24]
[null,null,null,null,25]
[null,null,null,null,26]
[null,null,null,null,27]
[null,null,null,null,28]
[null,null,null,null,29]
[null,null,null,null,30]
[null,null,null,null,31]
[null,null,null,null,32]
[null,null,null,null,33]
[null,null,null,null,34]
[null,null,null,null,35]
[null,null,null,null,36]
[null,null,null,null,37]
[null,null,null,null,38]
[null,null,null,null,39]
[null,null,null,null,40]
[null,null,null,null,41]
[null,null,null,null,42]
[null,null,null,null,43]
[null,null,null,null,44]
[null,null,null,null,45]
[null,null,null,null,46]
[null,null,null,null,47]
[null,null,null,null,48]
[null,null,null,null,49]
[null,null,null,null,50]
[null,null,null,null,51]
[null,null,null,null,52]
[null,null,null,null,53]
[null,null,null,null,54]
[null,null,null,null,55]
[null,null,null,null,56]
[null,null,null,null,57]
[null,null,null,null,58]
[null,null,null,null,59]
[null,null,null,null,60]
[null,null,null,null,61]
[null,null,null,null,62]
[null,null,null,null,63]
[null,null,null,null,64]
[null,null,null,null,65]
[null,null,null,null,66]
[null,null,null,null,67]
[null,null,null,null,68]
[null,null,null,null,69]
[null,null,null,null,70]
[null,null,null,null,71]
[null,null,null,null,72]
[null,null,null,null,73]
[null,null,null,null,74]
[null,null,null,null,75]
[null,null,null,null,76]
[null,null,null,null,77]
[null,null,null,null,78]
[null,null,null,null,79]
[null,null,null,null,80]
[null,null,null,null,81]
[null,null,null,null,82]
[null,null,null,null,83]
[null,null,null,null,84]
[null,null,null,null,85]
[null,null,null,null,86]
[null,null,null,null,87]
[null,null,null,null,88]
[null,null,null,null,89]
[null,null,null,null,90]
[null,null,null,null,91]
[null,null,null,null,92]
[null,null,null,null,93]
[null,null,null,null,94]
[null,null,null,null,95]
[null,null,null,null,96]
[null,null,null,null,97]
[null,null,null,null,98]
[null,null,null,null,99]
[null,null,null,null,100]
[null,null,null,null,101]
[null,null,null,null,102]
[null,null,null,null,103]
[null,null,null,null,104]
[null,null,null,null,105]
[null,null,null,null,106]
[null,null,null,null,107]
[null,null,null,null,108]
[null,null,null,null,109]
[null,null,null,null,110]
[null,null,null,null,111]
[null,null,null,null,112]
[null,null,null,null,113]
[null,null,null,null,114]
[null,null,null,null,115]
[null,null,null,null,116]
[null,null,null,null,117]
[null,null,null,null,118]
[null,null,null,null,119]
[null,null,null,null,120]
[null,null,null,null,121]
[null,null,null,null,122]
[null,null,null,null,123]
[null,null,null,null,124]
[null,null,null,null,125]
[null,null,null,null,126]
[null,null,null,null,127]
[null,null,null,null,128]
[null,null,null,null,129]
[null,null,null,null,130]
[null,null,null,null,131]
[null,null,null,null,132]
[null,null,null,null,133]
[null,null,null,null,134]
[null,null,null,null,135]
[null,null,null,null,136]
[null,null,null,null,137]
[null,null,null,null,138]
[null,null,null,null,139]
[null,null,null,null,140]
[null,null,null,null,141]
[null,null,null,null,142]
[null,null,null,null,143]
[null,null,null,null,144]
[null,null,null,null,145]
[null,null,null,null,146]
[null,null,null,null,147]
[null,null,null,null,148]
[null,null,null,null,149]
[null,null,null,null,150]
[null,null,null,null,151]
[null,null,null,null,152]
[null,null,null,null,153]
[null,null,null,null,154]
[null,null,null,null,155]
[null,null,null,null,156]
[null,null,null,null,157]
[null,null,null,null,158]
[null,null,null,null,159]
[null,null,null,null,160]
[null,null,null,null,161]
[null,null,null,null,162]
[null,null,null,null,163]
[null,null,null,null,164]
[null,null,null,null,165]
[null,null,null,null,166]
[null,null,null,null,167]
[null,null,null,null,168]
[null,null,null,null,169]
[null,null,null,null,170]
[null,null,null,null,171]
[null,null,null,null,172]
[null,null,null,null,173]
[null,null,null,null,174]
[null,null,null,null,175]
[null,null,null,null,176]
[null,null,null,null,177]
[null,null,null,null,178]
[null,null,null,null,179]
[null,null,null,null,180]
[null,null,null,null,181]
[null,null,null,null,182]
[null,null,null,null,183]
[null,null,null,null,184]
[null,null,null,null,185]
[null,null,null,null,186]
[null,null,null,null,187]
[null,null,null,null,188]
[null,null,null,null,189]
[null,null,null,null,190]
[null,null,null,null,191]
[null,null,null,null,192]
[null,null,null,null,193]
[null,null,null,null,194]
[null,null,null,null,195]
[null,null,null,null,196]
[null,null,null,null,197]
[null,null,null,null,198]
[null,null,null,null,199]
[null,null,null,null,200]
[null,null,null,null,201]
[null,null,null,null,202]
[null,null,null,null,203]
[null,null,null,null,204]
[null,null,null,null,205]
[null,null,null,null,206]
[null,null,null,null,207]
[null,null,null,null,208]
[null,null,null,null,209]
[null,null,null,null,210]
[null,null,null,null,211]
[null,null,null,null,212]
[null,null,null,null,213]
[null,null,null,null,214]
[null,null,null,null,215]
[null,null,null,null,216]
[null,null,null,null,217]
[null,null,null,null,218]
[null,null,null,null,219]
[null,null,null,null,220]
[null,null,null,null,221]
[null,null,null,null,222]
[null,null,null,null,223]
[null,null,null,null,224]
[null,null,null,null,225]
[null,null,null,null,226]
[null,null,null,null,227]
[null,null,null,null,228]
[null,null,null,null,229]
[null,null,null,null,230]
[null,null,null,null,231]
[null,null,null,null,232]
[null,null,null,null,233]
[null,null,null,null,234]
[null,null,null,null,235]
[null,null,null,null,236]
[null,null,null,null,237]
[null,null,null,null,238]
[null,null,null,null,239]
[null,null,null,null,240]
[null,null,null,null,241]
[null,null,null,null,242]
[null,null,null,null,243]
[null,null,null,null,244]
[null,null,null,null,245]
[null,null,null,null,246]
[null,null,null,null,247]
[null,null,null,null,248]
[null,null,null,null,249]
[null,null,null,null,250]
[null,null,null,null,251]
[null,null,null,null,252]
[null,null,null,null,253]
[null,null,null,null,254]
[null,null,null,null,255]
[null,null,null,null,256]
[null,null,null,null,257]
[null,null,null,null,258]
[null,null,null,null,259]
[null,null,null,null,260]
[null,null,null,null,261]
[null,null,null,null,262]
[null,null,null,null,263]
[null,null,null,null,264]
[null,null,null,null,265]
[null,null,null,null,266]
[null,null,null,null,267]
[null,null,null,null,268]
[null,null,null,null,269]
[null,null,null,null,270]
[null,null,null,null,271]
[null,null,null,null,272]
[null,null,null,null,273]
[null,null,null,null,274]
[null,null,null,null,275]
[null,null,null,null,276]
[null,null,null,null,277]
[null,null,null,null,278]
[null,null,null,null,279]
[null,null,null,null,280]
[null,null,null,null,281]
[null,null,null,null,282]
[null,null,null,null,283]
[null,null,null,null,284]
[null,null,null,null,285]
[null,null,null,null,286]
[null,null,null,null,287]
[null,null,null,null,288]
[null,null,null,null,289]
[null,null,null,null,290]
[null,null,null,null,291]
[null,null,null,null,292]
[null,null,null,null,293]
[null,null,null,null,294]
[null,null,null,null,295]
[null,null,null,null,296]
[null,null,null,null,297]
[null,null,null,null,298]
[null,null,null,null,299]
[null,null,null,null,300]
[null,null,null,null,301]
[null,null,null,null,302]
[null,null,null,null,303]
[null,null,null,null,304]
[null,null,null,null,305]
[null,null,null,null,306]
[null,null,null,null,307]
[null,null,null,null,308]
[null,null,null,null,309]
[null,null,null,null,310]
[null,null,null,null,311]
[null,null,null,null,312]
[null,null,null,null,313]
[null,null,null,null,314]
[null,null,null,null,315]
[null,null,null,null,316]
[null,null,null,null,317]
[null,null,null,null,318]
[null,null,null,null,319]
[null,null,null,null,320]
[null,null,null,null,321]
[null,null,null,null,322]
[null,null,null,null,323]
[null,null,null,null,324]
[null,null,null,null,325]
[null,null,null,null,326]
[null,null,null,null,327]
[null,null,null,null,328]
[null,null,null,null,329]
[null,null,null,null,330]
[null,null,null,null,331]
[null,null,null,null,332]
[null,null,null,null,333]
[null,null,null,null,334]
[null,null,null,null,335]
[null,null,null,null,336]
[null,null,null,null,337]
[null,null,null,null,338]
[null,null,null,null,339]
[null,null,null,null,340]
[null,null,null,null,341]
[null,null,null,null,342]
[null,null,null,null,343]
[null,null,null,null,344]
[null,null,null,null,345]
[null,null,null,null,346]
[null,null,null,null,347]
[null,null,null,null,348]
[null,null,null,null,349]
[null,null,null,null,350]
[null,null,null,null,351]
[null,null,null,null,352]
[null,null,null,null,353]
[null,null,null,null,354]
[null,null,null,null,355]
[null,null,null,null,356]
[null,null,null,null,357]
[null,null,null,null,358]
[null,null,null,null,359]
[null,null,null,null,360]
[null,null,null,null,361]
[null,null,null,null,362]
[null,null,null,null,363]
[null,null,null,null,364]
[null,null,null,null,365]
[null,null,null,null,366]
[null,null,null,null,367]
[null,null,null,null,368]
[null,null,null,null,369]
[null,null,null,null,370]
[null,null,null,null,371]
[null,null,null,null,372]
[null,null,null,null,373]
[null,null,null,null,374]
[null,null,null,null,375]
[null,null,null,null,376]
[null,null,null,null,377]
[null,null,null,null,378]
[null,null,null,null,379]
[null,null,null,null,380]
[null,null,null,null,381]
[null,null,null,null,382]
[null,null,null,null,383]
[null,null,null,null,384]
[null,null,null,null,385]
[null,null,null,null,386]
[null,null,null,null,387]
[null,null,null,null,388]
[null,null,null,null,389]
[null,null,null,null,390]
[null,null,null,null,391]
[null,null,null,null,392]
[null,null,null,null,393]
[null,null,null,null,394]
[null,null,null,null,395]
[null,null,null,null,396]
[null,null,null,null,397]
[null,null,null,null,398]
[null,null,null,null,399]
[null,null,null,null,400]
[null,null,null,null,401]
[null,null,null,null,402]
[null,null,null,null,403]
[null,null,null,null,404]
[null,null,null,null,405]
[null,null,null,null,406]
[null,null,null,null,407]
[null,null,null,null,408]
[null,null,null,null,409]
[null,null,null,null,410]
[null,null,null,null,411]
[null,null,null,null,412]
[null,null,null,null,413]
[null,null,null,null,414]
[null,null,null,null,415]
[null,null,null,null,416]
[null,null,null,null,417]
[null,null,null,null,418]
[null,null,null,null,419]
[null,null,null,null,420]
[null,null,null,null,421]
[null,null,null,null,422]
[null,null,null,null,423]
[null,null,null,null,424]
[null,null,null,null,425]
[null,null,null,null,426]
[null,null,null,null,427]
[null,null,null,null,428]
[null,null,null,null,429]
[null,null,null,null,430]
[null,null,null,null,431]
[null,null,null,null,432]
[null,null,null,null,433]
[null,null,null,null,434]
[null,null,null,null,435]
[null,null,null,null,436]
[null,null,null,null,437]
[null,null,null,null,438]
[null,null,null,null,439]
[null,null,null,null,440]
[null,null,null,null,441]
[null,null,null,null,442]
[null,null,null,null,443]
[null,null,null,null,444]
[null,null,null,null,445]
[null,null,null,null,446]
[null,null,null,null,447]
[null,null,null,null,448]
[null,null,null,null,449]
[null,null,null,null,450]
[null,null,null,null,451]
[null,null,null,null,452]
[null,null,null,null,453]
[null,null,null,null,454]
[null,null,null,null,455]
[null,null,null,null,456]
[null,null,null,null,457]
[null,null,null,null,458]
[null,null,null,null,459]
[null,null,null,null,460]
[null,null,null,null,461]
[null,null,null,null,462]
[null,null,null,null,463]
[null,null,null,null,464]
[null,null,null,null,465]
[null,null,null,null,466]
[null,null,null,null,467]
[null,null,null,null,468]
[null,null,null,null,469]
[null,null,null,null,470]
[null,null,null,null,471]
[null,null,null,null,472]
[null,null,null,null,473]
[null,null,null,null,474]
[null,null,null,null,475]
[null,null,null,null,476]
[null,null,null,null,477]
[null,null,null,null,478]
[null,null,null,null,479]
[null,null,null,null,480]
[null,null,null,null,481]
[null,null,null,null,482]
[null,null,null,null,483]
[null,null,null,null,484]
[null,null,null,null,485]
[null,null,null,null,486]
[null,null,null,null,487]
[null,null,null,null,488]
[null,null,null,null,489]
[null,null,null,null,490]
[null,null,null,null,491]
[null,null,null,null,492]
[null,null,null,null,493]
[null,null,null,null,494]
[null,null,null,null,495]
[null,null,null,null,496]
[null,null,null,null,497]
[null,null,null,null,498]
[null,null,null,null,499]
[null,null,null,null,500]
[null,null,null,null,501]
[null,null,null,null,502]
[null,null,null,null,503]
[null,null,null,null,504]
[null,null,null,null,505]
[null,null,null,null,506]
[null,null,null,null,507]
[null,null,null,null,508]
[null,null,null,null,509]
[null,null,null,null,510]
[null,null,null,null,511]
[null,null,null,null,512]
[null,null,null,null,513]
[null,null,null,null,514]
[null,null,null,null,515]
[null,null,null,null,516]
[null,null,null,null,517]
[null,null,null,null,518]
[null,null,null,null,519]
[null,null,null,null,520]
[null,null,null,null,521]
[null,null,null,null,522]
[null,null,null,null,523]
[null,null,null,null,524]
[null,null,null,null,525]
[null,null,null,null,526]
[null,null,null,null,527]
[null,null,null,null,528]
[null,null,null,null,529]
[null,null,null,null,530]
[null,null,null,null,531]
[null,null,null,null,532]
[null,null,null,null,533]
[null,null,null,null,534]
[null,null,null,null,535]
[null,null,null,null,536]
[null,null,null,null,537]
[null,null,null,null,538]
[null,null,null,null,539]
[null,null,null,null,540]
[null,null,null,null,541]
[null,null,null,null,542]
[null,null,null,null,543]
[null,null,null,null,544]
[null,null,null,null,545]
[null,null,null,null,546]
[null,null,null,null,547]
[null,null,null,null,548]
[null,null,null,null,549]
[null,null,null,null,550]
[null,null,null,null,551]
[null,null,null,null,552]
[null,null,null,null,553]
[null,null,null,null,554]
[null,null,null,null,555]
[null,null,null,null,556]
[null,null,null,null,557]
[null,null,null,null,558]
[null,null,null,null,559]
[null,null,null,null,560]
[null,null,null,null,561]
[null,null,null,null,562]
[null,null,null,null,563]
[null,null,null,null,564]
[null,null,null,null,565]
[null,null,null,null,566]
[null,null,null,null,567]
[null,null,null,null,568]
[null,null,null,null,569]
[null,null,null,null,570]
[null,null,null,null,571]
[null,null,null,null,572]
[null,null,null,null,573]
[null,null,null,null,574]
[null,null,null,null,575]
[null,null,null,null,576]
[null,null,null,null,577]
[null,null,null,null,578]
[null,null,null,null,579]
[null,null,null,null,580]
[null,null,null,null,581]
[null,null,null,null,582]
[null,null,null,null,583]
[null,null,null,null,584]
[null,null,null,null,585]
[null,null,null,null,586]
[null,null,null,null,587]
[null,null,null,null,588]
[null,null,null,null,589]
[null,null,null,null,590]
[null,null,null,null,591]
[null,null,null,null,592]
[null,null,null,null,593]
[null,null,null,null,594]
[null,null,null,null,595]
[null,null,null,null,596]
[null,null,null,null,597]
[null,null,null,null,598]
[null,null,null,null,599]
[null,null,null,null,600]
[null,null,null,null,601]
[null,null,null,null,602]
[null,null,null,null,603]
[null,null,null,null,604]
[null,null,null,null,605]
[null,null,null,null,606]
[null,null,null,null,607]
[null,null,null,null,608]
[null,null,null,null,609]
[null,null,null,null,610]
[null,null,null,null,611]
[null,null,null,null,612]
[null,null,null,null,613]
[null,null,null,null,614]
[null,null,null,null,615]
[null,null,null,null,616]
[null,null,null,null,617]
[null,null,null,null,618]
[null,null,null,null,619]
[null,null,null,null,620]
[null,null,null,null,621]
[null,null,null,null,622]
[null,null,null,null,623]
[null,null,null,null,624]
[null,null,null,null,625]
[null,null,null,null,626]
[null,null,null,null,627]
[null,null,null,null,628]
[null,null,null,null,629]
[null,null,null,null,630]
[null,null,null,null,631]
[null,null,null,null,632]
[null,null,null,null,633]
[null,null,null,null,634]
[null,null,null,null,635]
[null,null,null,null,636]
[null,null,null,null,637]
[null,null,null,null,638]
[null,null,null,null,639]
[null,null,null,null,640]
[null,null,null,null,641]
[null,null,null,null,642]
[null,null,null,null,643]
[null,null,null,null,644]
[null,null,null,null,645]
[null,null,null,null,646]
[null,null,null,null,647]
[null,null,null,null,648]
[null,null,null,null,649]
[null,null,null,null,650]
[null,null,null,null,651]
[null,null,null,null,652]
[null,null,null,null,653]
[null,null,null,null,654]
[null,null,null,null,655]
[null,null,null,null,656]
[null,null,null,null,657]
[null,null,null,null,658]
[null,null,null,null,659]
[null,null,null,null,660]
[null,null,null,null,661]
[null,null,null,null,662]
[null,null,null,null,663]
[null,null,null,null,664]
[null,null,null,null,665]
[null,null,null,null,666]
[null,null,null,null,667]
[null,null,null,null,668]
[null,null,null,null,669]
[null,null,null,null,670]
[null,null,null,null,671]
[null,null,null,null,672]
[null,null,null,null,673]
[null,null,null,null,674]
[null,null,null,null,675]
[null,null,null,null,676]
[null,null,null,null,677]
[null,null,null,null,678]
[null,null,null,null,679]
[null,null,null,null,680]
[null,null,null,null,681]
[null,null,null,null,682]
[null,null,null,null,683]
[null,null,null,null,684]
[null,null,null,null,685]
[null,null,null,null,686]
[null,null,null,null,687]
[null,null,null,null,688]
[null,null,null,null,689]
[null,null,null,null,690]
[null,null,null,null,691]
[null,null,null,null,692]
[null,null,null,null,693]
[null,null,null,null,694]
[null,null,null,null,695]
[null,null,null,null,696]
[null,null,null,null,697]
[null,null,null,null,698]
[null,null,null,null,699]
[null,null,null,null,700]
[null,null,null,null,701]
[null,null,null,null,702]
[null,null,null,null,703]
[null,null,null,null,704]
[null,null,null,null,705]
[null,null,null,null,706]
[null,null,null,null,707]
[null,null,null,null,708]
[null,null,null,null,709]
[null,null,null,null,710]
[null,null,null,null,711]
[null,null,null,null,712]
[null,null,null,null,713]
[null,null,null,null,714]
[null,null,null,null,715]
[null,null,null,null,716]
[null,null,null,null,717]
[null,null,null,null,718]
[null,null,null,null,719]
[null,null,null,null,720]
[null,null,null,null,721]
[null,null,null,null,722]
[null,null,null,null,723]
[null,null,null,null,724]
[null,null,null,null,725]
[null,null,null,null,726]
[null,null,null,null,727]
[null,null,null,null,728]
[null,null,null,null,729]
[null,null,null,null,730]
[null,null,null,null,731]
[null,null,null,null,732]
[null,null,null,null,733]
[null,null,null,null,734]
[null,null,null,null,735]
[null,null,null,null,736]
[null,null,null,null,737]
[null,null,null,null,738]
[null,null,null,null,739]
[null,null,null,null,740]
[null,null,null,null,741]
[null,null,null,null,742]
[null,null,null,null,743]
[null,null,null,null,744]
[null,null,null,null,745]
[null,null,null,null,746]
[null,null,null,null,747]
[null,null,null,null,748]
[null,null,null,null,749]
[null,null,null,null,750]
[null,null,null,null,751]
[null,null,null,null,752]
[null,null,null,null,753]
[null,null,null,null,754]
[null,null,null,null,755]
[null,null,null,null,756]
[null,null,null,null,757]
[null,null,null,null,758]
[null,null,null,null,759]
[null,null,null,null,760]
[null,null,null,null,761]
[null,null,null,null,762]
[null,null,null,null,763]
[null,null,null,null,764]
[null,null,null,null,765]
[null,null,null,null,766]
[null,null,null,null,767]
[null,null,null,null,768]
[null,null,null,null,769]
[null,null,null,null,770]
[null,null,null,null,771]
[null,null,null,null,772]
[null,null,null,null,773]
[null,null,null,null,774]
[null,null,null,null,775]
[null,null,null,null,776]
[null,null,null,null,777]
[null,null,null,null,778]
[null,null,null,null,779]
[null,null,null,null,780]
[null,null,null,null,781]
[null,null,null,null,782]
[null,null,null,null,783]
[null,null,null,null,784]
[null,null,null,null,785]
[null,null,null,null,786]
[null,null,null,null,787]
[null,null,null,null,788]
[null,null,null,null,789]
[null,null,null,null,790]
[null,null,null,null,791]
[null,null,null,null,792]
[null,null,null,null,793]
[null,null,null,null,794]
[null,null,null,null,795]
[null,null,null,null,796]
[null,null,null,null,797]
[null,null,null,null,798]
[null,null,null,null,799]
[null,null,null,null,800]
[null,null,null,null,801]
[null,null,null,null,802]
[null,null,null,null,803]
[null,null,null,null,804]
[null,null,null,null,805]
[null,null,null,null,806]
[null,null,null,null,807]
[null,null,null,null,808]
[null,null,null,null,809]
[null,null,null,null,810]
[null,null,null,null,811]
[null,null,null,null,812]
[null,null,null,null,813]
[null,null,null,null,814]
[null,null,null,null,815]
[null,null,null,null,816]
[null,null,null,null,817]
[null,null,null,null,818]
[null,null,null,null,819]
[null,null,null,null,820]
[null,null,null,null,821]
[null,null,null,null,822]
[null,null,null,null,823]
[null,null,null,null,824]
[null,null,null,null,825]
[null,null,null,null,826]
[null,null,null,null,827]
[null,null,null,null,828]
[null,null,null,null,829]
[null,null,null,null,830]
[null,null,null,null,831]
[null,null,null,null,832]
[null,null,null,null,833]
[null,null,null,null,834]
[null,null,null,null,835]
[null,null,null,null,836]
[null,null,null,null,837]
[null,null,null,null,838]
[null,null,null,null,839]
[null,null,null,null,840]
[null,null,null,null,841]
[null,null,null,null,842]
[null,null,null,null,843]
[null,null,null,null,844]
[null,null,null,null,845]
[null,null,null,null,846]
[null,null,null,null,847]
[null,null,null,null,848]
[null,null,null,null,849]
[null,null,null,null,850]
[null,null,null,null,851]
[null,null,null,null,852]
[null,null,null,null,853]
[null,null,null,null,854]
[null,null,null,null,855]
[null,null,null,null,856]
[null,null,null,null,857]
[null,null,null,null,858]
[null,null,null,null,859]
[null,null,null,null,860]
[null,null,null,null,861]
[null,null,null,null,862]
[null,null,null,null,863]
[null,null,null,null,864]
[null,null,null,null,865]
[null,null,null,null,866]
[null,null,null,null,867]
[null,null,null,null,868]
[null,null,null,null,869]
[null,null,null,null,870]
[null,null,null,null,871]
[null,null,null,null,872]
[null,null,null,null,873]
[null,null,null,null,874]
[null,null,null,null,875]
[null,null,null,null,876]
[null,null,null,null,877]
[null,null,null,null,878]
[null,null,null,null,879]
[null,null,null,null,880]
[null,null,null,null,881]
[null,null,null,null,882]
[null,null,null,null,883]
[null,null,null,null,884]
[null,null,null,null,885]
[null,null,null,null,886]
[null,null,null,null,887]
[null,null,null,null,888]
[null,null,null,null,889]
[null,null,null,null,890]
[null,null,null,null,891]
[null,null,null,null,892]
[null,null,null,null,893]
[null,null,null,null,894]
[null,null,null,null,895]
[null,null,null,null,896]
[null,null,null,null,897]
[null,null,null,null,898]
[null,null,null,null,899]
[null,null,null,null,900]
[null,null,null,null,901]
[null,null,null,null,902]
[null,null,null,null,903]
[null,null,null,null,904]
[null,null,null,null,905]
[null,null,null,null,906]
[null,null,null,null,907]
[null,null,null,null,908]
[null,null,null,null,909]
[null,null,null,null,910]
[null,null,null,null,911]
[null,null,null,null,912]
[null,null,null,null,913]
[null,null,null,null,914]
[null,null,null,null,915]
[null,null,null,null,916]
[null,null,null,null,917]
[null,null,null,null,918]
[null,null,null,null,919]
[null,null,null,null,920]
[null,null,null,null,921]
[null,null,null,null,922]
[null,null,null,null,923]
[null,null,null,null,924]
[null,null,null,null,925]
[null,null,null,null,926]
[null,null,null,null,927]
[null,null,null,null,928]
[null,null,null,null,929]
[null,null,null,null,930]
[null,null,null,null,931]
[null,null,null,null,932]
[null,null,null,null,933]
[null,null,null,null,934]
[null,null,null,null,935]
[null,null,null,null,936]
[null,null,null,null,937]
[null,null,null,null,938]
[null,null,null,null,939]
[null,null,null,null,940]
[null,null,null,null,941]
[null,null,null,null,942]
[null,null,null,null,943]
[null,null,null,null,944]
[null,null,null,null,945]
[null,null,null,null,946]
[null,null,null,null,947]
[null,null,null,null,948]
[null,null,null,null,949]
[null,null,null,null,950]
[null,null,null,null,951]
[null,null,null,null,952]
[null,null,null,null,953]
[null,null,null,null,954]
[null,null,null,null,955]
[null,null,null,null,956]
[null,null,null,null,957]
[null,null,null,null,958]
[null,null,null,null,959]
[null,null,null,null,960]
[null,null,null,null,961]
[null,null,null,null,962]
[null,null,null,null,963]
[null,null,null,null,964]
[null,null,null,null,965]
[null,null,null,null,966]
[null,null,null,null,967]
[null,null,null,null,968]
[null,null,null,null,969]
[null,null,null,null,970]
[null,null,null,null,971]
[null,null,null,null,972]
[null,null,null,null,973]
[null,null,null,null,974]
[null,null,null,null,975]
[null,null,null,null,976]
[null,null,null,null,977]
[null,null,null,null,978]
[null,null,null,null,979]
[null,null,null,null,980]
[null,null,null,null,981]
[null,null,null,null,982]
[null,null,null,null,983]
[null,null,null,null,984]
[null,null,null,null,985]
[null,null,null,null,986]
[null,null,null,null,987]
[null,null,null,null,988]
[null,null,null,null,989]
[null,null,null,null,990]
[null,null,null,null,991]
[null,null,null,null,992]
[null,null,null,null,993]
[null,null,null,null,994]
[null,null,null,null,995]
[null,null,null,null,996]
[null,null,null,null,997]
[null,null,null,null,998]
[null,null,null,null,999]
[null,null,null,null,1000]
[null,null,null,null,1001]

{"sheet":"Life LED","index":12,"n_rows":1045,"n_cols":51,"rows_kept":1045,"cut":false,"hidden":true,"merged":[[3,29,3,48]]}
[]
["MORTALITY DATA - LED LAMPS"]
[]
[null,"YEARS",null,null,null,null,null,null,null,null,null,null,null,null,null,null,null,null,null,null,null,null,null,null,null,null,"HOURS",null,"LEDLife","AltLifeLED"]
[null,"Life","X","LED","Comparison 1","Comparison 2","Comparison 3","Comparison 4","Comparison 5","Comparison 6","Comparison 7","Comparison 8","Comparison 9","Comparison 10","Comparison 11","Comparison 12","Comparison 13","Comparison 14","Comparison 15","Comparison 16","Comparison 17","Comparison 18","Comparison 19","Comparison 20",null,null,"Life","X","LED",1,2,3,4,5,6,7,8,9,10,11,12,13,14,15,16,17,18,19,20]
[null,0,0,0,0,0,0,0,0,0,0,0,0,0,0,0,0,0,0,0,0,0,0,0,null,null,0,0,0,{"$f":"AD$16 * ($AC6/$AC$16)","v":0},0,0,0,0,0,0,0,0,0,{"$f":"AN$16 * ($AC6/$AC$16)","v":0},0,0,0,0,0,0,0,0,0]
[null,0.05,1,{"$f":"AC7/(24*365)","v":0},{"$f":"AD7/(24*365)","v":0},{"$f":"AE7/(24*365)","v":0},{"$f":"AF7/(24*365)","v":0},{"$f":"AG7/(24*365)","v":0},{"$f":"AH7/(24*365)","v":0},{"$f":"AI7/(24*365)","v":0},{"$f":"AJ7/(24*365)","v":0},{"$f":"AK7/(24*365)","v":0},{"$f":"AL7/(24*365)","v":0},{"$f":"AM7/(24*365)","v":0},{"$f":"AN7/(24*365)","v":0},{"$f":"AO7/(24*365)","v":0},{"$f":"AP7/(24*365)","v":0},{"$f":"AQ7/(24*365)","v":0},{"$f":"AR7/(24*365)","v":0},{"$f":"AS7/(24*365)","v":0},{"$f":"AT7/(24*365)","v":0},{"$f":"AU7/(24*365)","v":0},{"$f":"AV7/(24*365)","v":0},{"$f":"AW7/(24*365)","v":0},null,null,0.05,1,0,0,0,0,0,0,0,0,0,0,0,0,0,0,0,0,0,0,0,0,0]
[null,0.1,2,5.4510681433442167,1.5881663466033,{"$f":"AE8/(24*365)","v":1.5881663466033},1.5881663466033,1.5881663466033,1.5881663466033,1.5881663466033,1.5881663466033,1.5881663466033,1.5881663466033,1.5881663466033,1.5881663466033,1.5881663466033,1.5881663466033,1.5881663466033,1.5881663466033,1.5881663466033,1.5881663466033,1.5881663466033,1.5881663466033,1.5881663466033,null,null,0.1,2,{"$f":"$AC$27 * LN($AB8) + $AC$28","v":47751.356935695338},13912.337196244909,13912.337196244909,13912.337196244909,13912.337196244909,13912.337196244909,13912.337196244909,13912.337196244909,13912.337196244909,13912.337196244909,13912.337196244909,13912.337196244909,13912.337196244909,13912.337196244909,13912.337196244909,13912.337196244909,13912.337196244909,13912.337196244909,13912.337196244909,13912.337196244909,13912.337196244909]
[null,0.15,3,10.000377399123574,2.9136056312215848,2.9136056312215848,2.9136056312215848,2.9136056312215848,2.9136056312215848,2.9136056312215848,2.9136056312215848,2.9136056312215848,2.9136056312215848,2.9136056312215848,2.9136056312215848,2.9136056312215848,2.9136056312215848,2.9136056312215848,2.9136056312215848,2.9136056312215848,2.9136056312215848,2.9136056312215848,2.9136056312215848,2.9136056312215848,null,null,0.15,3,{"$f":"$AC$27 * LN($AB9) + $AC$28","v":87603.306016322502},25523.185329501084,25523.185329501084,25523.185329501084,25523.185329501084,25523.185329501084,25523.185329501084,25523.185329501084,25523.185329501084,25523.185329501084,25523.185329501084,25523.185329501084,25523.185329501084,25523.185329501084,25523.185329501084,25523.185329501084,25523.185329501084,25523.185329501084,25523.185329501084,25523.185329501084,25523.185329501084]
[null,0.2,4,13.228163683948708,3.8540197696590517,3.8540197696590517,3.8540197696590517,3.8540197696590517,3.8540197696590517,3.8540197696590517,3.8540197696590517,3.8540197696590517,3.8540197696590517,3.8540197696590517,3.8540197696590517,3.8540197696590517,3.8540197696590517,3.8540197696590517,3.8540197696590517,3.8540197696590517,3.8540197696590517,3.8540197696590517,3.8540197696590517,3.8540197696590517,null,null,0.2,4,115878.71387139068,33761.213182213294,33761.213182213294,33761.213182213294,33761.213182213294,33761.213182213294,33761.213182213294,33761.213182213294,33761.213182213294,33761.213182213294,33761.213182213294,33761.213182213294,33761.213182213294,33761.213182213294,33761.213182213294,33761.213182213294,33761.213182213294,33761.213182213294,33761.213182213294,33761.213182213294,33761.213182213294]
[null,0.25,5,15.731829235092514,4.5834616454373993,4.5834616454373993,4.5834616454373993,4.5834616454373993,4.5834616454373993,4.5834616454373993,4.5834616454373993,4.5834616454373993,4.5834616454373993,4.5834616454373993,4.5834616454373993,4.5834616454373993,4.5834616454373993,4.5834616454373993,4.5834616454373993,4.5834616454373993,4.5834616454373993,4.5834616454373993,4.5834616454373993,4.5834616454373993,null,null,0.25,5,137810.82409941041,40151.124014031615,40151.124014031615,40151.124014031615,40151.124014031615,40151.124014031615,40151.124014031615,40151.124014031615,40151.124014031615,40151.124014031615,40151.124014031615,40151.124014031615,40151.124014031615,40151.124014031615,40151.124014031615,40151.124014031615,40151.124014031615,40151.124014031615,40151.124014031615,40151.124014031615,40151.124014031615]
[null,0.3,6,17.777472939728064,5.1794590542773351,5.1794590542773351,5.1794590542773351,5.1794590542773351,5.1794590542773351,5.1794590542773351,5.1794590542773351,5.1794590542773351,5.1794590542773351,5.1794590542773351,5.1794590542773351,5.1794590542773351,5.1794590542773351,5.1794590542773351,5.1794590542773351,5.1794590542773351,5.1794590542773351,5.1794590542773351,5.1794590542773351,5.1794590542773351,null,null,0.3,6,155730.66295201782,45372.061315469458,45372.061315469458,45372.061315469458,45372.061315469458,45372.061315469458,45372.061315469458,45372.061315469458,45372.061315469458,45372.061315469458,45372.061315469458,45372.061315469458,45372.061315469458,45372.061315469458,45372.061315469458,45372.061315469458,45372.061315469458,45372.061315469458,45372.061315469458,45372.061315469458,45372.061315469458,null,"<-- Used for L70 calculation (hours)"]
[null,0.35,7,19.507040047967987,5.6833676834241835,5.6833676834241835,5.6833676834241835,5.6833676834241835,5.6833676834241835,5.6833676834241835,5.6833676834241835,5.6833676834241835,5.6833676834241835,5.6833676834241835,5.6833676834241835,5.6833676834241835,5.6833676834241835,5.6833676834241835,5.6833676834241835,5.6833676834241835,5.6833676834241835,5.6833676834241835,5.6833676834241835,5.6833676834241835,null,null,0.35,7,170881.67082019956,49786.300906795848,49786.300906795848,49786.300906795848,49786.300906795848,49786.300906795848,49786.300906795848,49786.300906795848,49786.300906795848,49786.300906795848,49786.300906795848,49786.300906795848,49786.300906795848,49786.300906795848,49786.300906795848,49786.300906795848,49786.300906795848,49786.300906795848,49786.300906795848,49786.300906795848,49786.300906795848]
[null,0.4,8,21.005259224553196,6.1198731927148033,{"$f":"AE14/(24*365)","v":6.1198731927148033},6.1198731927148033,6.1198731927148033,6.1198731927148033,6.1198731927148033,6.1198731927148033,6.1198731927148033,6.1198731927148033,6.1198731927148033,6.1198731927148033,6.1198731927148033,6.1198731927148033,6.1198731927148033,6.1198731927148033,6.1198731927148033,6.1198731927148033,6.1198731927148033,6.1198731927148033,6.1198731927148033,null,null,0.4,8,184006.07080708601,53610.089168181679,53610.089168181679,53610.089168181679,53610.089168181679,53610.089168181679,53610.089168181679,53610.089168181679,53610.089168181679,53610.089168181679,53610.089168181679,53610.089168181679,53610.089168181679,53610.089168181679,53610.089168181679,53610.089168181679,53610.089168181679,53610.089168181679,53610.089168181679,53610.089168181679,53610.089168181679]
[null,0.45,9,22.32678219550742,6.5048983388956207,6.5048983388956207,6.5048983388956207,6.5048983388956207,6.5048983388956207,6.5048983388956207,6.5048983388956207,6.5048983388956207,6.5048983388956207,6.5048983388956207,6.5048983388956207,6.5048983388956207,6.5048983388956207,6.5048983388956207,6.5048983388956207,6.5048983388956207,6.5048983388956207,6.5048983388956207,6.5048983388956207,6.5048983388956207,null,null,0.45,9,195582.612032645,56982.909448725637,56982.909448725637,56982.909448725637,56982.909448725637,56982.909448725637,56982.909448725637,56982.909448725637,56982.909448725637,56982.909448725637,56982.909448725637,56982.909448725637,56982.909448725637,56982.909448725637,56982.909448725637,56982.909448725637,56982.909448725637,56982.909448725637,56982.909448725637,56982.909448725637,56982.909448725637]
[null,0.5,10,23.508924775697007,6.8493150684931505,6.8493150684931505,6.8493150684931505,6.8493150684931505,6.8493150684931505,6.8493150684931505,6.8493150684931505,6.8493150684931505,6.8493150684931505,6.8493150684931505,6.8493150684931505,6.8493150684931505,6.8493150684931505,6.8493150684931505,6.8493150684931505,6.8493150684931505,6.8493150684931505,6.8493150684931505,6.8493150684931505,6.8493150684931505,null,null,0.5,10,205938.18103510578,{"$f":"INDEX(lifeCustomLED,1,AD5)","v":60000},60000,60000,60000,60000,60000,60000,60000,60000,60000,60000,60000,60000,60000,60000,60000,60000,60000,60000,60000,null,"<-- Inputted life of each comparison (hours)"]
[null,0.55000000000000004,11,24.578302817070028,7.1608778984641681,7.1608778984641681,7.1608778984641681,7.1608778984641681,7.1608778984641681,7.1608778984641681,7.1608778984641681,7.1608778984641681,7.1608778984641681,7.1608778984641681,7.1608778984641681,7.1608778984641681,7.1608778984641681,7.1608778984641681,7.1608778984641681,7.1608778984641681,7.1608778984641681,7.1608778984641681,7.1608778984641681,7.1608778984641681,null,null,0.55000000000000004,11,215305.93267753345,{"$f":"AD$16 * ($AC17/$AC$16)","v":62729.290390546113},62729.290390546113,62729.290390546113,62729.290390546113,62729.290390546113,62729.290390546113,62729.290390546113,62729.290390546113,62729.290390546113,62729.290390546113,{"$f":"AN$16 * ($AC17/$AC$16)","v":62729.290390546113},62729.290390546113,62729.290390546113,62729.290390546113,62729.290390546113,62729.290390546113,62729.290390546113,62729.290390546113,62729.290390546113,62729.290390546113]
[null,0.6,12,25.554568480332556,7.4453124773330881,7.4453124773330881,7.4453124773330881,7.4453124773330881,7.4453124773330881,7.4453124773330881,7.4453124773330881,7.4453124773330881,7.4453124773330881,7.4453124773330881,7.4453124773330881,7.4453124773330881,7.4453124773330881,7.4453124773330881,7.4453124773330881,7.4453124773330881,7.4453124773330881,7.4453124773330881,7.4453124773330881,7.4453124773330881,null,null,0.6,12,223858.01988771319,65220.937301437851,65220.937301437851,65220.937301437851,65220.937301437851,65220.937301437851,65220.937301437851,65220.937301437851,65220.937301437851,65220.937301437851,65220.937301437851,65220.937301437851,65220.937301437851,65220.937301437851,65220.937301437851,65220.937301437851,65220.937301437851,65220.937301437851,65220.937301437851,65220.937301437851,65220.937301437851]
[null,0.65,13,26.452645832970553,7.7069669257090032,7.7069669257090032,7.7069669257090032,7.7069669257090032,7.7069669257090032,7.7069669257090032,7.7069669257090032,7.7069669257090032,7.7069669257090032,7.7069669257090032,7.7069669257090032,7.7069669257090032,7.7069669257090032,7.7069669257090032,7.7069669257090032,7.7069669257090032,7.7069669257090032,7.7069669257090032,7.7069669257090032,7.7069669257090032,null,null,0.65,13,231725.17749682206,67513.030269210867,67513.030269210867,67513.030269210867,67513.030269210867,67513.030269210867,67513.030269210867,67513.030269210867,67513.030269210867,67513.030269210867,67513.030269210867,67513.030269210867,67513.030269210867,67513.030269210867,67513.030269210867,67513.030269210867,67513.030269210867,67513.030269210867,67513.030269210867,67513.030269210867,67513.030269210867]
[null,0.7,14,27.284135588572479,7.9492211064799347,7.9492211064799347,7.9492211064799347,7.9492211064799347,7.9492211064799347,7.9492211064799347,7.9492211064799347,7.9492211064799347,7.9492211064799347,7.9492211064799347,7.9492211064799347,7.9492211064799347,7.9492211064799347,7.9492211064799347,7.9492211064799347,7.9492211064799347,7.9492211064799347,7.9492211064799347,7.9492211064799347,7.9492211064799347,null,null,0.7,14,239009.0277558949,69635.176892764226,69635.176892764226,69635.176892764226,69635.176892764226,69635.176892764226,69635.176892764226,69635.176892764226,69635.176892764226,69635.176892764226,69635.176892764226,69635.176892764226,69635.176892764226,69635.176892764226,69635.176892764226,69635.176892764226,69635.176892764226,69635.176892764226,69635.176892764226,69635.176892764226,69635.176892764226]
[null,0.75,15,28.05823403147636,8.1747543531114335,8.1747543531114335,8.1747543531114335,8.1747543531114335,8.1747543531114335,8.1747543531114335,8.1747543531114335,8.1747543531114335,8.1747543531114335,8.1747543531114335,8.1747543531114335,8.1747543531114335,8.1747543531114335,8.1747543531114335,8.1747543531114335,8.1747543531114335,8.1747543531114335,8.1747543531114335,8.1747543531114335,8.1747543531114335,null,null,0.75,15,245790.1301157329,71610.848133256164,71610.848133256164,71610.848133256164,71610.848133256164,71610.848133256164,71610.848133256164,71610.848133256164,71610.848133256164,71610.848133256164,71610.848133256164,71610.848133256164,71610.848133256164,71610.848133256164,71610.848133256164,71610.848133256164,71610.848133256164,71610.848133256164,71610.848133256164,71610.848133256164,71610.848133256164]
[null,0.8,16,28.782354765157688,8.3857266157705528,8.3857266157705528,8.3857266157705528,8.3857266157705528,8.3857266157705528,8.3857266157705528,8.3857266157705528,8.3857266157705528,8.3857266157705528,8.3857266157705528,8.3857266157705528,8.3857266157705528,8.3857266157705528,8.3857266157705528,8.3857266157705528,8.3857266157705528,8.3857266157705528,8.3857266157705528,8.3857266157705528,8.3857266157705528,null,null,0.8,16,252133.42774278135,73458.96515415005,73458.96515415005,73458.96515415005,73458.96515415005,73458.96515415005,73458.96515415005,73458.96515415005,73458.96515415005,73458.96515415005,73458.96515415005,73458.96515415005,73458.96515415005,73458.96515415005,73458.96515415005,73458.96515415005,73458.96515415005,73458.96515415005,73458.96515415005,73458.96515415005,73458.96515415005]
[null,0.85,17,29.462561637814304,8.5839045940078194,8.5839045940078194,8.5839045940078194,8.5839045940078194,8.5839045940078194,8.5839045940078194,8.5839045940078194,8.5839045940078194,8.5839045940078194,8.5839045940078194,8.5839045940078194,8.5839045940078194,8.5839045940078194,8.5839045940078194,8.5839045940078194,8.5839045940078194,8.5839045940078194,8.5839045940078194,8.5839045940078194,8.5839045940078194,null,null,0.85,17,258092.0399472533,75195.004243508491,75195.004243508491,75195.004243508491,75195.004243508491,75195.004243508491,75195.004243508491,75195.004243508491,75195.004243508491,75195.004243508491,75195.004243508491,75195.004243508491,75195.004243508491,75195.004243508491,75195.004243508491,75195.004243508491,75195.004243508491,75195.004243508491,75195.004243508491,75195.004243508491,75195.004243508491]
[null,0.9,18,30.103877736111908,8.770751761951372,8.770751761951372,8.770751761951372,8.770751761951372,8.770751761951372,8.770751761951372,8.770751761951372,8.770751761951372,8.770751761951372,8.770751761951372,8.770751761951372,8.770751761951372,8.770751761951372,8.770751761951372,8.770751761951372,8.770751761951372,8.770751761951372,8.770751761951372,8.770751761951372,8.770751761951372,null,null,0.9,18,263709.96896834031,76831.785434694015,76831.785434694015,76831.785434694015,76831.785434694015,76831.785434694015,76831.785434694015,76831.785434694015,76831.785434694015,76831.785434694015,76831.785434694015,76831.785434694015,76831.785434694015,76831.785434694015,76831.785434694015,76831.785434694015,76831.785434694015,76831.785434694015,76831.785434694015,76831.785434694015,76831.785434694015]
[null,0.95,19,30.710510724352957,8.9474940207764035,8.9474940207764035,8.9474940207764035,8.9474940207764035,8.9474940207764035,8.9474940207764035,8.9474940207764035,8.9474940207764035,8.9474940207764035,8.9474940207764035,8.9474940207764035,8.9474940207764035,8.9474940207764035,8.9474940207764035,8.9474940207764035,8.9474940207764035,8.9474940207764035,8.9474940207764035,8.9474940207764035,8.9474940207764035,null,null,0.95,19,{"$f":"$AC$27 * LN($AB25) + $AC$28","v":269024.07394533191},78380.047622001293,78380.047622001293,78380.047622001293,78380.047622001293,78380.047622001293,78380.047622001293,78380.047622001293,78380.047622001293,78380.047622001293,78380.047622001293,78380.047622001293,78380.047622001293,78380.047622001293,78380.047622001293,78380.047622001293,78380.047622001293,78380.047622001293,78380.047622001293,78380.047622001293,78380.047622001293]
[null,1,20,31.286020316301496,9.1151684915489017,9.1151684915489017,9.1151684915489017,9.1151684915489017,9.1151684915489017,9.1151684915489017,9.1151684915489017,9.1151684915489017,9.1151684915489017,9.1151684915489017,9.1151684915489017,9.1151684915489017,9.1151684915489017,9.1151684915489017,9.1151684915489017,9.1151684915489017,9.1151684915489017,9.1151684915489017,9.1151684915489017,9.1151684915489017,null,null,1,20,274065.53797080112,79848.875985968378,79848.875985968378,79848.875985968378,79848.875985968378,79848.875985968378,79848.875985968378,79848.875985968378,79848.875985968378,79848.875985968378,79848.875985968378,79848.875985968378,79848.875985968378,79848.875985968378,79848.875985968378,79848.875985968378,79848.875985968378,79848.875985968378,79848.875985968378,79848.875985968378,79848.875985968378]
[null,null,null,null,null,null,null,null,null,null,null,null,null,null,null,null,null,null,null,null,null,null,null,null,null,null,null,"Ln(x)*",98287]
[null,null,null,null,null,null,null,null,null,null,null,null,null,null,null,null,null,null,null,null,null,null,null,null,null,null,null,"+",-20376]
[]
[]
[]
[]
["QUADRATIC CONSTANTS"]
[]
[null,null,null,"LED","Comparison 1","Comparison 2","Comparison 3","Comparison 4","Comparison 5","Comparison 6","Comparison 7","Comparison 8","Comparison 9","Comparison 10","Comparison 11","Comparison 12","Comparison 13","Comparison 14","Comparison 15","Comparison 16","Comparison 17","Comparison 18","Comparison 19","Comparison 20"]
[null,null,"x^4",{"$f":"INDEX((LINEST($B$6:$B$26,D$6:D$26^{1,2,3,4})),1)","v":3.1061215575845562E-7},{"$f":"INDEX((LINEST($B$6:$B$26,E$6:E$26^{1,2,3,4})),1)","v":4.3108303933221623E-5},{"$f":"INDEX((LINEST($B$6:$B$26,F$6:F$26^{1,2,3,4})),1)","v":4.3108303933221623E-5},{"$f":"INDEX((LINEST($B$6:$B$26,G$6:G$26^{1,2,3,4})),1)","v":4.3108303933221623E-5},{"$f":"INDEX((LINEST($B$6:$B$26,H$6:H$26^{1,2,3,4})),1)","v":4.3108303933221623E-5},{"$f":"INDEX((LINEST($B$6:$B$26,I$6:I$26^{1,2,3,4})),1)","v":4.3108303933221623E-5},{"$f":"INDEX((LINEST($B$6:$B$26,J$6:J$26^{1,2,3,4})),1)","v":4.3108303933221623E-5},{"$f":"INDEX((LINEST($B$6:$B$26,K$6:K$26^{1,2,3,4})),1)","v":4.3108303933221623E-5},{"$f":"INDEX((LINEST($B$6:$B$26,L$6:L$26^{1,2,3,4})),1)","v":4.3108303933221623E-5},{"$f":"INDEX((LINEST($B$6:$B$26,M$6:M$26^{1,2,3,4})),1)","v":4.3108303933221623E-5},{"$f":"INDEX((LINEST($B$6:$B$26,N$6:N$26^{1,2,3,4})),1)","v":4.3108303933221623E-5},{"$f":"INDEX((LINEST($B$6:$B$26,O$6:O$26^{1,2,3,4})),1)","v":4.3108303933221623E-5},{"$f":"INDEX((LINEST($B$6:$B$26,P$6:P$26^{1,2,3,4})),1)","v":4.3108303933221623E-5},{"$f":"INDEX((LINEST($B$6:$B$26,Q$6:Q$26^{1,2,3,4})),1)","v":4.3108303933221623E-5},{"$f":"INDEX((LINEST($B$6:$B$26,R$6:R$26^{1,2,3,4})),1)","v":4.3108303933221623E-5},{"$f":"INDEX((LINEST($B$6:$B$26,S$6:S$26^{1,2,3,4})),1)","v":4.3108303933221623E-5},{"$f":"INDEX((LINEST($B$6:$B$26,T$6:T$26^{1,2,3,4})),1)","v":4.3108303933221623E-5},{"$f":"INDEX((LINEST($B$6:$B$26,U$6:U$26^{1,2,3,4})),1)","v":4.3108303933221623E-5},{"$f":"INDEX((LINEST($B$6:$B$26,V$6:V$26^{1,2,3,4})),1)","v":4.3108303933221623E-5},{"$f":"INDEX((LINEST($B$6:$B$26,W$6:W$26^{1,2,3,4})),1)","v":4.3108303933221623E-5},{"$f":"INDEX((LINEST($B$6:$B$26,X$6:X$26^{1,2,3,4})),1)","v":4.3108303933221623E-5}]
[null,null,"x^3",{"$f":"INDEX((LINEST($B$6:$B$26,D$6:D$26^{1,2,3,4})),1,2)","v":2.0254652874124713E-5},{"$f":"INDEX((LINEST($B$6:$B$26,E$6:E$26^{1,2,3,4})),1,2)","v":8.1899579303094158E-4},{"$f":"INDEX((LINEST($B$6:$B$26,F$6:F$26^{1,2,3,4})),1,2)","v":8.1899579303094158E-4},{"$f":"INDEX((LINEST($B$6:$B$26,G$6:G$26^{1,2,3,4})),1,2)","v":8.1899579303094158E-4},{"$f":"INDEX((LINEST($B$6:$B$26,H$6:H$26^{1,2,3,4})),1,2)","v":8.1899579303094158E-4},{"$f":"INDEX((LINEST($B$6:$B$26,I$6:I$26^{1,2,3,4})),1,2)","v":8.1899579303094158E-4},{"$f":"INDEX((LINEST($B$6:$B$26,J$6:J$26^{1,2,3,4})),1,2)","v":8.1899579303094158E-4},{"$f":"INDEX((LINEST($B$6:$B$26,K$6:K$26^{1,2,3,4})),1,2)","v":8.1899579303094158E-4},{"$f":"INDEX((LINEST($B$6:$B$26,L$6:L$26^{1,2,3,4})),1,2)","v":8.1899579303094158E-4},{"$f":"INDEX((LINEST($B$6:$B$26,M$6:M$26^{1,2,3,4})),1,2)","v":8.1899579303094158E-4},{"$f":"INDEX((LINEST($B$6:$B$26,N$6:N$26^{1,2,3,4})),1,2)","v":8.1899579303094158E-4},{"$f":"INDEX((LINEST($B$6:$B$26,O$6:O$26^{1,2,3,4})),1,2)","v":8.1899579303094158E-4},{"$f":"INDEX((LINEST($B$6:$B$26,P$6:P$26^{1,2,3,4})),1,2)","v":8.1899579303094158E-4},{"$f":"INDEX((LINEST($B$6:$B$26,Q$6:Q$26^{1,2,3,4})),1,2)","v":8.1899579303094158E-4},{"$f":"INDEX((LINEST($B$6:$B$26,R$6:R$26^{1,2,3,4})),1,2)","v":8.1899579303094158E-4},{"$f":"INDEX((LINEST($B$6:$B$26,S$6:S$26^{1,2,3,4})),1,2)","v":8.1899579303094158E-4},{"$f":"INDEX((LINEST($B$6:$B$26,T$6:T$26^{1,2,3,4})),1,2)","v":8.1899579303094158E-4},{"$f":"INDEX((LINEST($B$6:$B$26,U$6:U$26^{1,2,3,4})),1,2)","v":8.1899579303094158E-4},{"$f":"INDEX((LINEST($B$6:$B$26,V$6:V$26^{1,2,3,4})),1,2)","v":8.1899579303094158E-4},{"$f":"INDEX((LINEST($B$6:$B$26,W$6:W$26^{1,2,3,4})),1,2)","v":8.1899579303094158E-4},{"$f":"INDEX((LINEST($B$6:$B$26,X$6:X$26^{1,2,3,4})),1,2)","v":8.1899579303094158E-4}]
[null,null,"x^2",{"$f":"INDEX((LINEST($B$6:$B$26,D$6:D$26^{1,2,3,4})),1,3)","v":-4.0765405264008746E-4},{"$f":"INDEX((LINEST($B$6:$B$26,E$6:E$26^{1,2,3,4})),1,3)","v":-4.8024517294642851E-3},{"$f":"INDEX((LINEST($B$6:$B$26,F$6:F$26^{1,2,3,4})),1,3)","v":-4.8024517294642851E-3},{"$f":"INDEX((LINEST($B$6:$B$26,G$6:G$26^{1,2,3,4})),1,3)","v":-4.8024517294642851E-3},{"$f":"INDEX((LINEST($B$6:$B$26,H$6:H$26^{1,2,3,4})),1,3)","v":-4.8024517294642851E-3},{"$f":"INDEX((LINEST($B$6:$B$26,I$6:I$26^{1,2,3,4})),1,3)","v":-4.8024517294642851E-3},{"$f":"INDEX((LINEST($B$6:$B$26,J$6:J$26^{1,2,3,4})),1,3)","v":-4.8024517294642851E-3},{"$f":"INDEX((LINEST($B$6:$B$26,K$6:K$26^{1,2,3,4})),1,3)","v":-4.8024517294642851E-3},{"$f":"INDEX((LINEST($B$6:$B$26,L$6:L$26^{1,2,3,4})),1,3)","v":-4.8024517294642851E-3},{"$f":"INDEX((LINEST($B$6:$B$26,M$6:M$26^{1,2,3,4})),1,3)","v":-4.8024517294642851E-3},{"$f":"INDEX((LINEST($B$6:$B$26,N$6:N$26^{1,2,3,4})),1,3)","v":-4.8024517294642851E-3},{"$f":"INDEX((LINEST($B$6:$B$26,O$6:O$26^{1,2,3,4})),1,3)","v":-4.8024517294642851E-3},{"$f":"INDEX((LINEST($B$6:$B$26,P$6:P$26^{1,2,3,4})),1,3)","v":-4.8024517294642851E-3},{"$f":"INDEX((LINEST($B$6:$B$26,Q$6:Q$26^{1,2,3,4})),1,3)","v":-4.8024517294642851E-3},{"$f":"INDEX((LINEST($B$6:$B$26,R$6:R$26^{1,2,3,4})),1,3)","v":-4.8024517294642851E-3},{"$f":"INDEX((LINEST($B$6:$B$26,S$6:S$26^{1,2,3,4})),1,3)","v":-4.8024517294642851E-3},{"$f":"INDEX((LINEST($B$6:$B$26,T$6:T$26^{1,2,3,4})),1,3)","v":-4.8024517294642851E-3},{"$f":"INDEX((LINEST($B$6:$B$26,U$6:U$26^{1,2,3,4})),1,3)","v":-4.8024517294642851E-3},{"$f":"INDEX((LINEST($B$6:$B$26,V$6:V$26^{1,2,3,4})),1,3)","v":-4.8024517294642851E-3},{"$f":"INDEX((LINEST($B$6:$B$26,W$6:W$26^{1,2,3,4})),1,3)","v":-4.8024517294642851E-3},{"$f":"INDEX((LINEST($B$6:$B$26,X$6:X$26^{1,2,3,4})),1,3)","v":-4.8024517294642851E-3}]
[null,null,"x",{"$f":"INDEX((LINEST($B$6:$B$26,D$6:D$26^{1,2,3,4})),1,4)","v":1.4500141504489115E-2},{"$f":"INDEX((LINEST($B$6:$B$26,E$6:E$26^{1,2,3,4})),1,4)","v":4.9768879436434696E-2},{"$f":"INDEX((LINEST($B$6:$B$26,F$6:F$26^{1,2,3,4})),1,4)","v":4.9768879436434696E-2},{"$f":"INDEX((LINEST($B$6:$B$26,G$6:G$26^{1,2,3,4})),1,4)","v":4.9768879436434696E-2},{"$f":"INDEX((LINEST($B$6:$B$26,H$6:H$26^{1,2,3,4})),1,4)","v":4.9768879436434696E-2},{"$f":"INDEX((LINEST($B$6:$B$26,I$6:I$26^{1,2,3,4})),1,4)","v":4.9768879436434696E-2},{"$f":"INDEX((LINEST($B$6:$B$26,J$6:J$26^{1,2,3,4})),1,4)","v":4.9768879436434696E-2},{"$f":"INDEX((LINEST($B$6:$B$26,K$6:K$26^{1,2,3,4})),1,4)","v":4.9768879436434696E-2},{"$f":"INDEX((LINEST($B$6:$B$26,L$6:L$26^{1,2,3,4})),1,4)","v":4.9768879436434696E-2},{"$f":"INDEX((LINEST($B$6:$B$26,M$6:M$26^{1,2,3,4})),1,4)","v":4.9768879436434696E-2},{"$f":"INDEX((LINEST($B$6:$B$26,N$6:N$26^{1,2,3,4})),1,4)","v":4.9768879436434696E-2},{"$f":"INDEX((LINEST($B$6:$B$26,O$6:O$26^{1,2,3,4})),1,4)","v":4.9768879436434696E-2},{"$f":"INDEX((LINEST($B$6:$B$26,P$6:P$26^{1,2,3,4})),1,4)","v":4.9768879436434696E-2},{"$f":"INDEX((LINEST($B$6:$B$26,Q$6:Q$26^{1,2,3,4})),1,4)","v":4.9768879436434696E-2},{"$f":"INDEX((LINEST($B$6:$B$26,R$6:R$26^{1,2,3,4})),1,4)","v":4.9768879436434696E-2},{"$f":"INDEX((LINEST($B$6:$B$26,S$6:S$26^{1,2,3,4})),1,4)","v":4.9768879436434696E-2},{"$f":"INDEX((LINEST($B$6:$B$26,T$6:T$26^{1,2,3,4})),1,4)","v":4.9768879436434696E-2},{"$f":"INDEX((LINEST($B$6:$B$26,U$6:U$26^{1,2,3,4})),1,4)","v":4.9768879436434696E-2},{"$f":"INDEX((LINEST($B$6:$B$26,V$6:V$26^{1,2,3,4})),1,4)","v":4.9768879436434696E-2},{"$f":"INDEX((LINEST($B$6:$B$26,W$6:W$26^{1,2,3,4})),1,4)","v":4.9768879436434696E-2},{"$f":"INDEX((LINEST($B$6:$B$26,X$6:X$26^{1,2,3,4})),1,4)","v":4.9768879436434696E-2}]
[null,null,null,{"$f":"INDEX((LINEST($B$6:$B$26,D$6:D$26^{1,2,3,4})),1,5)","v":2.549577275664712E-2},{"$f":"INDEX((LINEST($B$6:$B$26,E$6:E$26^{1,2,3,4})),1,5)","v":2.5495772756647703E-2},{"$f":"INDEX((LINEST($B$6:$B$26,F$6:F$26^{1,2,3,4})),1,5)","v":2.5495772756647703E-2},{"$f":"INDEX((LINEST($B$6:$B$26,G$6:G$26^{1,2,3,4})),1,5)","v":2.5495772756647703E-2},{"$f":"INDEX((LINEST($B$6:$B$26,H$6:H$26^{1,2,3,4})),1,5)","v":2.5495772756647703E-2},{"$f":"INDEX((LINEST($B$6:$B$26,I$6:I$26^{1,2,3,4})),1,5)","v":2.5495772756647703E-2},{"$f":"INDEX((LINEST($B$6:$B$26,J$6:J$26^{1,2,3,4})),1,5)","v":2.5495772756647703E-2},{"$f":"INDEX((LINEST($B$6:$B$26,K$6:K$26^{1,2,3,4})),1,5)","v":2.5495772756647703E-2},{"$f":"INDEX((LINEST($B$6:$B$26,L$6:L$26^{1,2,3,4})),1,5)","v":2.5495772756647703E-2},{"$f":"INDEX((LINEST($B$6:$B$26,M$6:M$26^{1,2,3,4})),1,5)","v":2.5495772756647703E-2},{"$f":"INDEX((LINEST($B$6:$B$26,N$6:N$26^{1,2,3,4})),1,5)","v":2.5495772756647703E-2},{"$f":"INDEX((LINEST($B$6:$B$26,O$6:O$26^{1,2,3,4})),1,5)","v":2.5495772756647703E-2},{"$f":"INDEX((LINEST($B$6:$B$26,P$6:P$26^{1,2,3,4})),1,5)","v":2.5495772756647703E-2},{"$f":"INDEX((LINEST($B$6:$B$26,Q$6:Q$26^{1,2,3,4})),1,5)","v":2.5495772756647703E-2},{"$f":"INDEX((LINEST($B$6:$B$26,R$6:R$26^{1,2,3,4})),1,5)","v":2.5495772756647703E-2},{"$f":"INDEX((LINEST($B$6:$B$26,S$6:S$26^{1,2,3,4})),1,5)","v":2.5495772756647703E-2},{"$f":"INDEX((LINEST($B$6:$B$26,T$6:T$26^{1,2,3,4})),1,5)","v":2.5495772756647703E-2},{"$f":"INDEX((LINEST($B$6:$B$26,U$6:U$26^{1,2,3,4})),1,5)","v":2.5495772756647703E-2},{"$f":"INDEX((LINEST($B$6:$B$26,V$6:V$26^{1,2,3,4})),1,5)","v":2.5495772756647703E-2},{"$f":"INDEX((LINEST($B$6:$B$26,W$6:W$26^{1,2,3,4})),1,5)","v":2.5495772756647703E-2},{"$f":"INDEX((LINEST($B$6:$B$26,X$6:X$26^{1,2,3,4})),1,5)","v":2.5495772756647703E-2}]
[]
["10 YEAR MORTALITY (years)",null,null,null,null,null,null,null,"vba variable lampShift ",null,null,null,null,null,null,null,null,null,null,null,null,null,null,null,null,null,"ACCOUNTING FOR BURN HOURS PER DAY"]
[null,null,null,null,"24 HOUR BURN",null,null,null,null,null,null,null,null,null,null,null,null,null,null,null,null,null,null,null,null,null,{"$f":"'CALCULATOR INPUT SHEET'!E30","v":0},{"$f":"'CALCULATOR INPUT SHEET'!F30","v":0},{"$f":"'CALCULATOR INPUT SHEET'!G30","v":0},{"$f":"'CALCULATOR INPUT SHEET'!H30","v":0},{"$f":"'CALCULATOR INPUT SHEET'!I30","v":0},{"$f":"'CALCULATOR INPUT SHEET'!J30","v":0},{"$f":"'CALCULATOR INPUT SHEET'!K30","v":0},{"$f":"'CALCULATOR INPUT SHEET'!L30","v":0},{"$f":"'CALCULATOR INPUT SHEET'!M30","v":0},{"$f":"'CALCULATOR INPUT SHEET'!N30","v":0},{"$f":"'CALCULATOR INPUT SHEET'!O30","v":0},{"$f":"'CALCULATOR INPUT SHEET'!P30","v":0},{"$f":"'CALCULATOR INPUT SHEET'!Q30","v":0},{"$f":"'CALCULATOR INPUT SHEET'!R30","v":0},{"$f":"'CALCULATOR INPUT SHEET'!S30","v":0},{"$f":"'CALCULATOR INPUT SHEET'!T30","v":0},{"$f":"'CALCULATOR INPUT SHEET'!U30","v":0},{"$f":"'CALCULATOR INPUT SHEET'!V30","v":0},{"$f":"'CALCULATOR INPUT SHEET'!W30","v":0},{"$f":"'CALCULATOR INPUT SHEET'!X30","v":0}]
[null,null,null,{"$f":"COUNTIF(D45:D1045,\"<>\")","v":1001},"Comparison 1","Comparison 2","Comparison 3","Comparison 4","Comparison 5","Comparison 6","Comparison 7","Comparison 8","Comparison 9","Comparison 10","Comparison 11","Comparison 12","Comparison 13","Comparison 14","Comparison 15","Comparison 16","Comparison 17","Comparison 18","Comparison 19","Comparison 20",null,null,"Comparison 1","Comparison 2","Comparison 3","Comparison 4","Comparison 5","Comparison 6","Comparison 7","Comparison 8","Comparison 9","Comparison 10","Comparison 11","Comparison 12","Comparison 13","Comparison 14","Comparison 15","Comparison 16","Comparison 17","Comparison 18","Comparison 19","Comparison 20"]
[null,null,1,0,{"$f":"IF(AD$16=0,0,IF(E$36*$D45^4  +    E$37*$D45^3   +    E$38*$D45^2    +    E$39*$D45   +    E$40>1,1,E$36*$D45^4  +    E$37*$D45^3   +    E$38*$D45^2    +    E$39*$D45   +    E$40))","v":2.5495772756647703E-2},2.5495772756647703E-2,2.5495772756647703E-2,2.5495772756647703E-2,2.5495772756647703E-2,2.5495772756647703E-2,2.5495772756647703E-2,2.5495772756647703E-2,2.5495772756647703E-2,{"$f":"IF(AM$16=0,0,IF(N$36*$D45^4  +    N$37*$D45^3   +    N$38*$D45^2    +    N$39*$D45   +    N$40>1,1,N$36*$D45^4  +    N$37*$D45^3   +    N$38*$D45^2    +    N$39*$D45   +    N$40))","v":2.5495772756647703E-2},2.5495772756647703E-2,2.5495772756647703E-2,2.5495772756647703E-2,2.5495772756647703E-2,2.5495772756647703E-2,2.5495772756647703E-2,2.5495772756647703E-2,2.5495772756647703E-2,2.5495772756647703E-2,2.5495772756647703E-2,null,0,{"$f":"IF(AA$43<>0,INDEX(E$45:E$1045, MATCH($Z45*(AA$43/24), $D$45:$D$1045)), 0)","v":0},{"$f":"IF(AB$43<>0,INDEX(F$45:F$1045, MATCH($Z45*(AB$43/24), $D$45:$D$1045)), 0)","v":0},{"$f":"IF(AC$43<>0,INDEX(G$45:G$1045, MATCH($Z45*(AC$43/24), $D$45:$D$1045)), 0)","v":0},{"$f":"IF(AD$43<>0,INDEX(H$45:H$1045, MATCH($Z45*(AD$43/24), $D$45:$D$1045)), 0)","v":0},{"$f":"IF(AE$43<>0,INDEX(I$45:I$1045, MATCH($Z45*(AE$43/24), $D$45:$D$1045)), 0)","v":0},{"$f":"IF(AF$43<>0,INDEX(J$45:J$1045, MATCH($Z45*(AF$43/24), $D$45:$D$1045)), 0)","v":0},{"$f":"IF(AG$43<>0,INDEX(K$45:K$1045, MATCH($Z45*(AG$43/24), $D$45:$D$1045)), 0)","v":0},{"$f":"IF(AH$43<>0,INDEX(L$45:L$1045, MATCH($Z45*(AH$43/24), $D$45:$D$1045)), 0)","v":0},{"$f":"IF(AI$43<>0,INDEX(M$45:M$1045, MATCH($Z45*(AI$43/24), $D$45:$D$1045)), 0)","v":0},{"$f":"IF(AJ$43<>0,INDEX(N$45:N$1045, MATCH($Z45*(AJ$43/24), $D$45:$D$1045)), 0)","v":0},{"$f":"IF(AK$43<>0,INDEX(O$45:O$1045, MATCH($Z45*(AK$43/24), $D$45:$D$1045)), 0)","v":0},{"$f":"IF(AL$43<>0,INDEX(P$45:P$1045, MATCH($Z45*(AL$43/24), $D$45:$D$1045)), 0)","v":0},{"$f":"IF(AM$43<>0,INDEX(Q$45:Q$1045, MATCH($Z45*(AM$43/24), $D$45:$D$1045)), 0)","v":0},{"$f":"IF(AN$43<>0,INDEX(R$45:R$1045, MATCH($Z45*(AN$43/24), $D$45:$D$1045)), 0)","v":0},{"$f":"IF(AO$43<>0,INDEX(S$45:S$1045, MATCH($Z45*(AO$43/24), $D$45:$D$1045)), 0)","v":0},{"$f":"IF(AP$43<>0,INDEX(T$45:T$1045, MATCH($Z45*(AP$43/24), $D$45:$D$1045)), 0)","v":0},{"$f":"IF(AQ$43<>0,INDEX(U$45:U$1045, MATCH($Z45*(AQ$43/24), $D$45:$D$1045)), 0)","v":0},{"$f":"IF(AR$43<>0,INDEX(V$45:V$1045, MATCH($Z45*(AR$43/24), $D$45:$D$1045)), 0)","v":0},{"$f":"IF(AS$43<>0,INDEX(W$45:W$1045, MATCH($Z45*(AS$43/24), $D$45:$D$1045)), 0)","v":0},{"$f":"IF(AT$43<>0,INDEX(X$45:X$1045, MATCH($Z45*(AT$43/24), $D$45:$D$1045)), 0)","v":0}]
[null,null,{"$f":"C45+1","v":2},{"$f":"D45+0.01","v":0.01},{"$f":"IF(AD$16=0,0,IF(E$36*$D46^4  +    E$37*$D46^3   +    E$38*$D46^2    +    E$39*$D46   +    E$40>1,1,E$36*$D46^4  +    E$37*$D46^3   +    E$38*$D46^2    +    E$39*$D46   +    E$40))","v":2.5992982125265979E-2},{"$f":"IF(AE$16=0,0,IF(F$36*$D46^4  +    F$37*$D46^3   +    F$38*$D46^2    +    F$39*$D46   +    F$40>1,1,F$36*$D46^4  +    F$37*$D46^3   +    F$38*$D46^2    +    F$39*$D46   +    F$40))","v":2.5992982125265979E-2},{"$f":"IF(AF$16=0,0,IF(G$36*$D46^4  +    G$37*$D46^3   +    G$38*$D46^2    +    G$39*$D46   +    G$40>1,1,G$36*$D46^4  +    G$37*$D46^3   +    G$38*$D46^2    +    G$39*$D46   +    G$40))","v":2.5992982125265979E-2},{"$f":"IF(AG$16=0,0,IF(H$36*$D46^4  +    H$37*$D46^3   +    H$38*$D46^2    +    H$39*$D46   +    H$40>1,1,H$36*$D46^4  +    H$37*$D46^3   +    H$38*$D46^2    +    H$39*$D46   +    H$40))","v":2.5992982125265979E-2},{"$f":"IF(AH$16=0,0,IF(I$36*$D46^4  +    I$37*$D46^3   +    I$38*$D46^2    +    I$39*$D46   +    I$40>1,1,I$36*$D46^4  +    I$37*$D46^3   +    I$38*$D46^2    +    I$39*$D46   +    I$40))","v":2.5992982125265979E-2},{"$f":"IF(AI$16=0,0,IF(J$36*$D46^4  +    J$37*$D46^3   +    J$38*$D46^2    +    J$39*$D46   +    J$40>1,1,J$36*$D46^4  +    J$37*$D46^3   +    J$38*$D46^2    +    J$39*$D46   +    J$40))","v":2.5992982125265979E-2},{"$f":"IF(AJ$16=0,0,IF(K$36*$D46^4  +    K$37*$D46^3   +    K$38*$D46^2    +    K$39*$D46   +    K$40>1,1,K$36*$D46^4  +    K$37*$D46^3   +    K$38*$D46^2    +    K$39*$D46   +    K$40))","v":2.5992982125265979E-2},{"$f":"IF(AK$16=0,0,IF(L$36*$D46^4  +    L$37*$D46^3   +    L$38*$D46^2    +    L$39*$D46   +    L$40>1,1,L$36*$D46^4  +    L$37*$D46^3   +    L$38*$D46^2    +    L$39*$D46   +    L$40))","v":2.5992982125265979E-2},{"$f":"IF(AL$16=0,0,IF(M$36*$D46^4  +    M$37*$D46^3   +    M$38*$D46^2    +    M$39*$D46   +    M$40>1,1,M$36*$D46^4  +    M$37*$D46^3   +    M$38*$D46^2    +    M$39*$D46   +    M$40))","v":2.5992982125265979E-2},2.5992982125265979E-2,2.5992982125265979E-2,2.5992982125265979E-2,2.5992982125265979E-2,2.5992982125265979E-2,2.5992982125265979E-2,2.5992982125265979E-2,2.5992982125265979E-2,2.5992982125265979E-2,2.5992982125265979E-2,2.5992982125265979E-2,null,{"$f":"Z45+0.01","v":0.01},{"$f":"IF(AA$43<>0,INDEX(E$45:E$1045, MATCH($Z46*(AA$43/24), $D$45:$D$1045)), 0)","v":0},{"$f":"IF(AB$43<>0,INDEX(F$45:F$1045, MATCH($Z46*(AB$43/24), $D$45:$D$1045)), 0)","v":0},{"$f":"IF(AC$43<>0,INDEX(G$45:G$1045, MATCH($Z46*(AC$43/24), $D$45:$D$1045)), 0)","v":0},{"$f":"IF(AD$43<>0,INDEX(H$45:H$1045, MATCH($Z46*(AD$43/24), $D$45:$D$1045)), 0)","v":0},{"$f":"IF(AE$43<>0,INDEX(I$45:I$1045, MATCH($Z46*(AE$43/24), $D$45:$D$1045)), 0)","v":0},{"$f":"IF(AF$43<>0,INDEX(J$45:J$1045, MATCH($Z46*(AF$43/24), $D$45:$D$1045)), 0)","v":0},{"$f":"IF(AG$43<>0,INDEX(K$45:K$1045, MATCH($Z46*(AG$43/24), $D$45:$D$1045)), 0)","v":0},{"$f":"IF(AH$43<>0,INDEX(L$45:L$1045, MATCH($Z46*(AH$43/24), $D$45:$D$1045)), 0)","v":0},{"$f":"IF(AI$43<>0,INDEX(M$45:M$1045, MATCH($Z46*(AI$43/24), $D$45:$D$1045)), 0)","v":0},{"$f":"IF(AJ$43<>0,INDEX(N$45:N$1045, MATCH($Z46*(AJ$43/24), $D$45:$D$1045)), 0)","v":0},{"$f":"IF(AK$43<>0,INDEX(O$45:O$1045, MATCH($Z46*(AK$43/24), $D$45:$D$1045)), 0)","v":0},{"$f":"IF(AL$43<>0,INDEX(P$45:P$1045, MATCH($Z46*(AL$43/24), $D$45:$D$1045)), 0)","v":0},{"$f":"IF(AM$43<>0,INDEX(Q$45:Q$1045, MATCH($Z46*(AM$43/24), $D$45:$D$1045)), 0)","v":0},{"$f":"IF(AN$43<>0,INDEX(R$45:R$1045, MATCH($Z46*(AN$43/24), $D$45:$D$1045)), 0)","v":0},{"$f":"IF(AO$43<>0,INDEX(S$45:S$1045, MATCH($Z46*(AO$43/24), $D$45:$D$1045)), 0)","v":0},{"$f":"IF(AP$43<>0,INDEX(T$45:T$1045, MATCH($Z46*(AP$43/24), $D$45:$D$1045)), 0)","v":0},{"$f":"IF(AQ$43<>0,INDEX(U$45:U$1045, MATCH($Z46*(AQ$43/24), $D$45:$D$1045)), 0)","v":0},{"$f":"IF(AR$43<>0,INDEX(V$45:V$1045, MATCH($Z46*(AR$43/24), $D$45:$D$1045)), 0)","v":0},{"$f":"IF(AS$43<>0,INDEX(W$45:W$1045, MATCH($Z46*(AS$43/24), $D$45:$D$1045)), 0)","v":0},{"$f":"IF(AT$43<>0,INDEX(X$45:X$1045, MATCH($Z46*(AT$43/24), $D$45:$D$1045)), 0)","v":0}]
[null,null,{"$f":"C46+1","v":3},0.02,2.6489235923548283E-2,2.6489235923548283E-2,2.6489235923548283E-2,2.6489235923548283E-2,2.6489235923548283E-2,2.6489235923548283E-2,2.6489235923548283E-2,2.6489235923548283E-2,2.6489235923548283E-2,2.6489235923548283E-2,2.6489235923548283E-2,2.6489235923548283E-2,2.6489235923548283E-2,2.6489235923548283E-2,2.6489235923548283E-2,2.6489235923548283E-2,2.6489235923548283E-2,2.6489235923548283E-2,2.6489235923548283E-2,2.6489235923548283E-2,null,0.02,0,0,0,0,0,0,0,0,0,0,0,0,0,0,0,0,0,0,0,0]
[null,null,4,0.03,2.6984539080988364E-2,2.6984539080988364E-2,2.6984539080988364E-2,2.6984539080988364E-2,2.6984539080988364E-2,2.6984539080988364E-2,2.6984539080988364E-2,2.6984539080988364E-2,2.6984539080988364E-2,2.6984539080988364E-2,2.6984539080988364E-2,2.6984539080988364E-2,2.6984539080988364E-2,2.6984539080988364E-2,2.6984539080988364E-2,2.6984539080988364E-2,2.6984539080988364E-2,2.6984539080988364E-2,2.6984539080988364E-2,2.6984539080988364E-2,null,0.03,0,0,0,0,0,0,0,0,0,0,0,0,0,0,0,0,0,0,0,0]
[null,null,5,0.04,2.7478896537425961E-2,2.7478896537425961E-2,2.7478896537425961E-2,2.7478896537425961E-2,2.7478896537425961E-2,2.7478896537425961E-2,2.7478896537425961E-2,2.7478896537425961E-2,2.7478896537425961E-2,2.7478896537425961E-2,2.7478896537425961E-2,2.7478896537425961E-2,2.7478896537425961E-2,2.7478896537425961E-2,2.7478896537425961E-2,2.7478896537425961E-2,2.7478896537425961E-2,2.7478896537425961E-2,2.7478896537425961E-2,2.7478896537425961E-2,null,0.04,0,0,0,0,0,0,0,0,0,0,0,0,0,0,0,0,0,0,0,0]
[null,null,6,0.05,2.7972313243046804E-2,2.7972313243046804E-2,2.7972313243046804E-2,2.7972313243046804E-2,2.7972313243046804E-2,2.7972313243046804E-2,2.7972313243046804E-2,2.7972313243046804E-2,2.7972313243046804E-2,2.7972313243046804E-2,2.7972313243046804E-2,2.7972313243046804E-2,2.7972313243046804E-2,2.7972313243046804E-2,2.7972313243046804E-2,2.7972313243046804E-2,2.7972313243046804E-2,2.7972313243046804E-2,2.7972313243046804E-2,2.7972313243046804E-2,null,0.05,0,0,0,0,0,0,0,0,0,0,0,0,0,0,0,0,0,0,0,0]
[null,null,7,6.0000000000000005E-2,2.8464794158382628E-2,2.8464794158382628E-2,2.8464794158382628E-2,2.8464794158382628E-2,2.8464794158382628E-2,2.8464794158382628E-2,2.8464794158382628E-2,2.8464794158382628E-2,2.8464794158382628E-2,2.8464794158382628E-2,2.8464794158382628E-2,2.8464794158382628E-2,2.8464794158382628E-2,2.8464794158382628E-2,2.8464794158382628E-2,2.8464794158382628E-2,2.8464794158382628E-2,2.8464794158382628E-2,2.8464794158382628E-2,2.8464794158382628E-2,null,6.0000000000000005E-2,0,0,0,0,0,0,0,0,0,0,0,0,0,0,0,0,0,0,0,0]
[null,null,8,7.0000000000000007E-2,2.8956344254311144E-2,2.8956344254311144E-2,2.8956344254311144E-2,2.8956344254311144E-2,2.8956344254311144E-2,2.8956344254311144E-2,2.8956344254311144E-2,2.8956344254311144E-2,2.8956344254311144E-2,2.8956344254311144E-2,2.8956344254311144E-2,2.8956344254311144E-2,2.8956344254311144E-2,2.8956344254311144E-2,2.8956344254311144E-2,2.8956344254311144E-2,2.8956344254311144E-2,2.8956344254311144E-2,2.8956344254311144E-2,2.8956344254311144E-2,null,7.0000000000000007E-2,0,0,0,0,0,0,0,0,0,0,0,0,0,0,0,0,0,0,0,0]
[null,null,9,0.08,2.9446968512056068E-2,2.9446968512056068E-2,2.9446968512056068E-2,2.9446968512056068E-2,2.9446968512056068E-2,2.9446968512056068E-2,2.9446968512056068E-2,2.9446968512056068E-2,2.9446968512056068E-2,2.9446968512056068E-2,2.9446968512056068E-2,2.9446968512056068E-2,2.9446968512056068E-2,2.9446968512056068E-2,2.9446968512056068E-2,2.9446968512056068E-2,2.9446968512056068E-2,2.9446968512056068E-2,2.9446968512056068E-2,2.9446968512056068E-2,null,0.08,0,0,0,0,0,0,0,0,0,0,0,0,0,0,0,0,0,0,0,0]
[null,null,10,0.09,2.9936671923187105E-2,2.9936671923187105E-2,2.9936671923187105E-2,2.9936671923187105E-2,2.9936671923187105E-2,2.9936671923187105E-2,2.9936671923187105E-2,2.9936671923187105E-2,2.9936671923187105E-2,2.9936671923187105E-2,2.9936671923187105E-2,2.9936671923187105E-2,2.9936671923187105E-2,2.9936671923187105E-2,2.9936671923187105E-2,2.9936671923187105E-2,2.9936671923187105E-2,2.9936671923187105E-2,2.9936671923187105E-2,2.9936671923187105E-2,null,0.09,0,0,0,0,0,0,0,0,0,0,0,0,0,0,0,0,0,0,0,0]
[null,null,11,9.9999999999999992E-2,3.0425459489619954E-2,3.0425459489619954E-2,3.0425459489619954E-2,3.0425459489619954E-2,3.0425459489619954E-2,3.0425459489619954E-2,3.0425459489619954E-2,3.0425459489619954E-2,3.0425459489619954E-2,3.0425459489619954E-2,3.0425459489619954E-2,3.0425459489619954E-2,3.0425459489619954E-2,3.0425459489619954E-2,3.0425459489619954E-2,3.0425459489619954E-2,3.0425459489619954E-2,3.0425459489619954E-2,3.0425459489619954E-2,3.0425459489619954E-2,null,9.9999999999999992E-2,0,0,0,0,0,0,0,0,0,0,0,0,0,0,0,0,0,0,0,0]
[null,null,12,0.10999999999999999,3.0913336223616306E-2,3.0913336223616306E-2,3.0913336223616306E-2,3.0913336223616306E-2,3.0913336223616306E-2,3.0913336223616306E-2,3.0913336223616306E-2,3.0913336223616306E-2,3.0913336223616306E-2,3.0913336223616306E-2,3.0913336223616306E-2,3.0913336223616306E-2,3.0913336223616306E-2,3.0913336223616306E-2,3.0913336223616306E-2,3.0913336223616306E-2,3.0913336223616306E-2,3.0913336223616306E-2,3.0913336223616306E-2,3.0913336223616306E-2,null,0.10999999999999999,0,0,0,0,0,0,0,0,0,0,0,0,0,0,0,0,0,0,0,0]
[null,null,13,0.11999999999999998,3.1400307147783843E-2,3.1400307147783843E-2,3.1400307147783843E-2,3.1400307147783843E-2,3.1400307147783843E-2,3.1400307147783843E-2,3.1400307147783843E-2,3.1400307147783843E-2,3.1400307147783843E-2,3.1400307147783843E-2,3.1400307147783843E-2,3.1400307147783843E-2,3.1400307147783843E-2,3.1400307147783843E-2,3.1400307147783843E-2,3.1400307147783843E-2,3.1400307147783843E-2,3.1400307147783843E-2,3.1400307147783843E-2,3.1400307147783843E-2,null,0.11999999999999998,0,0,0,0,0,0,0,0,0,0,0,0,0,0,0,0,0,0,0,0]
[null,null,14,0.12999999999999998,3.1886377295076242E-2,3.1886377295076242E-2,3.1886377295076242E-2,3.1886377295076242E-2,3.1886377295076242E-2,3.1886377295076242E-2,3.1886377295076242E-2,3.1886377295076242E-2,3.1886377295076242E-2,3.1886377295076242E-2,3.1886377295076242E-2,3.1886377295076242E-2,3.1886377295076242E-2,3.1886377295076242E-2,3.1886377295076242E-2,3.1886377295076242E-2,3.1886377295076242E-2,3.1886377295076242E-2,3.1886377295076242E-2,3.1886377295076242E-2,null,0.12999999999999998,0,0,0,0,0,0,0,0,0,0,0,0,0,0,0,0,0,0,0,0]
[null,null,15,0.13999999999999999,3.2371551708793175E-2,3.2371551708793175E-2,3.2371551708793175E-2,3.2371551708793175E-2,3.2371551708793175E-2,3.2371551708793175E-2,3.2371551708793175E-2,3.2371551708793175E-2,3.2371551708793175E-2,3.2371551708793175E-2,3.2371551708793175E-2,3.2371551708793175E-2,3.2371551708793175E-2,3.2371551708793175E-2,3.2371551708793175E-2,3.2371551708793175E-2,3.2371551708793175E-2,3.2371551708793175E-2,3.2371551708793175E-2,3.2371551708793175E-2,null,0.13999999999999999,0,0,0,0,0,0,0,0,0,0,0,0,0,0,0,0,0,0,0,0]
[null,null,16,0.15,3.2855835442580306E-2,3.2855835442580306E-2,3.2855835442580306E-2,3.2855835442580306E-2,3.2855835442580306E-2,3.2855835442580306E-2,3.2855835442580306E-2,3.2855835442580306E-2,3.2855835442580306E-2,3.2855835442580306E-2,3.2855835442580306E-2,3.2855835442580306E-2,3.2855835442580306E-2,3.2855835442580306E-2,3.2855835442580306E-2,3.2855835442580306E-2,3.2855835442580306E-2,3.2855835442580306E-2,3.2855835442580306E-2,3.2855835442580306E-2,null,0.15,0,0,0,0,0,0,0,0,0,0,0,0,0,0,0,0,0,0,0,0]
[null,null,17,0.16,3.3339233560429289E-2,3.3339233560429289E-2,3.3339233560429289E-2,3.3339233560429289E-2,{"$f":"IF(AH$16=0,0,IF(I$36*$D61^4  +    I$37*$D61^3   +    I$38*$D61^2    +    I$39*$D61   +    I$40>1,1,I$36*$D61^4  +    I$37*$D61^3   +    I$38*$D61^2    +    I$39*$D61   +    I$40))","v":3.3339233560429289E-2},{"$f":"IF(AI$16=0,0,IF(J$36*$D61^4  +    J$37*$D61^3   +    J$38*$D61^2    +    J$39*$D61   +    J$40>1,1,J$36*$D61^4  +    J$37*$D61^3   +    J$38*$D61^2    +    J$39*$D61   +    J$40))","v":3.3339233560429289E-2},{"$f":"IF(AJ$16=0,0,IF(K$36*$D61^4  +    K$37*$D61^3   +    K$38*$D61^2    +    K$39*$D61   +    K$40>1,1,K$36*$D61^4  +    K$37*$D61^3   +    K$38*$D61^2    +    K$39*$D61   +    K$40))","v":3.3339233560429289E-2},{"$f":"IF(AK$16=0,0,IF(L$36*$D61^4  +    L$37*$D61^3   +    L$38*$D61^2    +    L$39*$D61   +    L$40>1,1,L$36*$D61^4  +    L$37*$D61^3   +    L$38*$D61^2    +    L$39*$D61   +    L$40))","v":3.3339233560429289E-2},{"$f":"IF(AL$16=0,0,IF(M$36*$D61^4  +    M$37*$D61^3   +    M$38*$D61^2    +    M$39*$D61   +    M$40>1,1,M$36*$D61^4  +    M$37*$D61^3   +    M$38*$D61^2    +    M$39*$D61   +    M$40))","v":3.3339233560429289E-2},{"$f":"IF(AM$16=0,0,IF(N$36*$D61^4  +    N$37*$D61^3   +    N$38*$D61^2    +    N$39*$D61   +    N$40>1,1,N$36*$D61^4  +    N$37*$D61^3   +    N$38*$D61^2    +    N$39*$D61   +    N$40))","v":3.3339233560429289E-2},{"$f":"IF(AN$16=0,0,IF(O$36*$D61^4  +    O$37*$D61^3   +    O$38*$D61^2    +    O$39*$D61   +    O$40>1,1,O$36*$D61^4  +    O$37*$D61^3   +    O$38*$D61^2    +    O$39*$D61   +    O$40))","v":3.3339233560429289E-2},{"$f":"IF(AO$16=0,0,IF(P$36*$D61^4  +    P$37*$D61^3   +    P$38*$D61^2    +    P$39*$D61   +    P$40>1,1,P$36*$D61^4  +    P$37*$D61^3   +    P$38*$D61^2    +    P$39*$D61   +    P$40))","v":3.3339233560429289E-2},{"$f":"IF(AP$16=0,0,IF(Q$36*$D61^4  +    Q$37*$D61^3   +    Q$38*$D61^2    +    Q$39*$D61   +    Q$40>1,1,Q$36*$D61^4  +    Q$37*$D61^3   +    Q$38*$D61^2    +    Q$39*$D61   +    Q$40))","v":3.3339233560429289E-2},{"$f":"IF(AQ$16=0,0,IF(R$36*$D61^4  +    R$37*$D61^3   +    R$38*$D61^2    +    R$39*$D61   +    R$40>1,1,R$36*$D61^4  +    R$37*$D61^3   +    R$38*$D61^2    +    R$39*$D61   +    R$40))","v":3.3339233560429289E-2},{"$f":"IF(AR$16=0,0,IF(S$36*$D61^4  +    S$37*$D61^3   +    S$38*$D61^2    +    S$39*$D61   +    S$40>1,1,S$36*$D61^4  +    S$37*$D61^3   +    S$38*$D61^2    +    S$39*$D61   +    S$40))","v":3.3339233560429289E-2},{"$f":"IF(AS$16=0,0,IF(T$36*$D61^4  +    T$37*$D61^3   +    T$38*$D61^2    +    T$39*$D61   +    T$40>1,1,T$36*$D61^4  +    T$37*$D61^3   +    T$38*$D61^2    +    T$39*$D61   +    T$40))","v":3.3339233560429289E-2},{"$f":"IF(AT$16=0,0,IF(U$36*$D61^4  +    U$37*$D61^3   +    U$38*$D61^2    +    U$39*$D61   +    U$40>1,1,U$36*$D61^4  +    U$37*$D61^3   +    U$38*$D61^2    +    U$39*$D61   +    U$40))","v":3.3339233560429289E-2},{"$f":"IF(AU$16=0,0,IF(V$36*$D61^4  +    V$37*$D61^3   +    V$38*$D61^2    +    V$39*$D61   +    V$40>1,1,V$36*$D61^4  +    V$37*$D61^3   +    V$38*$D61^2    +    V$39*$D61   +    V$40))","v":3.3339233560429289E-2},{"$f":"IF(AV$16=0,0,IF(W$36*$D61^4  +    W$37*$D61^3   +    W$38*$D61^2    +    W$39*$D61   +    W$40>1,1,W$36*$D61^4  +    W$37*$D61^3   +    W$38*$D61^2    +    W$39*$D61   +    W$40))","v":3.3339233560429289E-2},{"$f":"IF(AW$16=0,0,IF(X$36*$D61^4  +    X$37*$D61^3   +    X$38*$D61^2    +    X$39*$D61   +    X$40>1,1,X$36*$D61^4  +    X$37*$D61^3   +    X$38*$D61^2    +    X$39*$D61   +    X$40))","v":3.3339233560429289E-2},null,0.16,0,0,0,0,0,0,0,0,0,0,0,0,0,0,0,0,0,0,0,0]
[null,null,18,0.17,3.382175113667777E-2,3.382175113667777E-2,3.382175113667777E-2,3.382175113667777E-2,3.382175113667777E-2,3.382175113667777E-2,3.382175113667777E-2,3.382175113667777E-2,3.382175113667777E-2,3.382175113667777E-2,3.382175113667777E-2,3.382175113667777E-2,3.382175113667777E-2,3.382175113667777E-2,3.382175113667777E-2,3.382175113667777E-2,3.382175113667777E-2,3.382175113667777E-2,3.382175113667777E-2,3.382175113667777E-2,null,0.17,0,0,0,0,0,0,0,0,0,0,0,0,0,0,0,0,0,0,0,0]
[null,null,19,0.18000000000000002,3.4303393256009403E-2,3.4303393256009403E-2,3.4303393256009403E-2,3.4303393256009403E-2,3.4303393256009403E-2,3.4303393256009403E-2,3.4303393256009403E-2,3.4303393256009403E-2,3.4303393256009403E-2,3.4303393256009403E-2,3.4303393256009403E-2,3.4303393256009403E-2,3.4303393256009403E-2,3.4303393256009403E-2,3.4303393256009403E-2,3.4303393256009403E-2,3.4303393256009403E-2,3.4303393256009403E-2,3.4303393256009403E-2,3.4303393256009403E-2,null,0.18000000000000002,0,0,0,0,0,0,0,0,0,0,0,0,0,0,0,0,0,0,0,0]
[null,null,20,0.19000000000000003,3.4784165013453799E-2,3.4784165013453799E-2,3.4784165013453799E-2,3.4784165013453799E-2,3.4784165013453799E-2,3.4784165013453799E-2,3.4784165013453799E-2,3.4784165013453799E-2,3.4784165013453799E-2,3.4784165013453799E-2,3.4784165013453799E-2,3.4784165013453799E-2,3.4784165013453799E-2,3.4784165013453799E-2,3.4784165013453799E-2,3.4784165013453799E-2,3.4784165013453799E-2,3.4784165013453799E-2,3.4784165013453799E-2,3.4784165013453799E-2,null,0.19000000000000003,0,0,0,0,0,0,0,0,0,0,0,0,0,0,0,0,0,0,0,0]
[null,null,21,0.20000000000000004,3.5264071514386611E-2,3.5264071514386611E-2,3.5264071514386611E-2,3.5264071514386611E-2,3.5264071514386611E-2,3.5264071514386611E-2,3.5264071514386611E-2,3.5264071514386611E-2,3.5264071514386611E-2,3.5264071514386611E-2,3.5264071514386611E-2,3.5264071514386611E-2,3.5264071514386611E-2,3.5264071514386611E-2,3.5264071514386611E-2,3.5264071514386611E-2,3.5264071514386611E-2,3.5264071514386611E-2,3.5264071514386611E-2,3.5264071514386611E-2,null,0.20000000000000004,0,0,0,0,0,0,0,0,0,0,0,0,0,0,0,0,0,0,0,0]
[null,null,22,0.21000000000000005,3.5743117874529447E-2,3.5743117874529447E-2,3.5743117874529447E-2,3.5743117874529447E-2,3.5743117874529447E-2,3.5743117874529447E-2,3.5743117874529447E-2,3.5743117874529447E-2,3.5743117874529447E-2,3.5743117874529447E-2,3.5743117874529447E-2,3.5743117874529447E-2,3.5743117874529447E-2,3.5743117874529447E-2,3.5743117874529447E-2,3.5743117874529447E-2,3.5743117874529447E-2,3.5743117874529447E-2,3.5743117874529447E-2,3.5743117874529447E-2,null,0.21000000000000005,0,0,0,0,0,0,0,0,0,0,0,0,0,0,0,0,0,0,0,0]
[null,null,23,0.22000000000000006,3.6221309219949926E-2,3.6221309219949926E-2,3.6221309219949926E-2,3.6221309219949926E-2,3.6221309219949926E-2,3.6221309219949926E-2,3.6221309219949926E-2,3.6221309219949926E-2,3.6221309219949926E-2,3.6221309219949926E-2,3.6221309219949926E-2,3.6221309219949926E-2,3.6221309219949926E-2,3.6221309219949926E-2,3.6221309219949926E-2,3.6221309219949926E-2,3.6221309219949926E-2,3.6221309219949926E-2,3.6221309219949926E-2,3.6221309219949926E-2,null,0.22000000000000006,0,0,0,0,0,0,0,0,0,0,0,0,0,0,0,0,0,0,0,0]
[null,null,24,0.23000000000000007,3.6698650687061643E-2,3.6698650687061643E-2,3.6698650687061643E-2,3.6698650687061643E-2,3.6698650687061643E-2,3.6698650687061643E-2,3.6698650687061643E-2,3.6698650687061643E-2,3.6698650687061643E-2,3.6698650687061643E-2,3.6698650687061643E-2,3.6698650687061643E-2,3.6698650687061643E-2,3.6698650687061643E-2,3.6698650687061643E-2,3.6698650687061643E-2,3.6698650687061643E-2,3.6698650687061643E-2,3.6698650687061643E-2,3.6698650687061643E-2,null,0.23000000000000007,0,0,0,0,0,0,0,0,0,0,0,0,0,0,0,0,0,0,0,0]
[null,null,25,0.24000000000000007,3.7175147422624205E-2,3.7175147422624205E-2,3.7175147422624205E-2,3.7175147422624205E-2,3.7175147422624205E-2,3.7175147422624205E-2,3.7175147422624205E-2,3.7175147422624205E-2,3.7175147422624205E-2,3.7175147422624205E-2,3.7175147422624205E-2,3.7175147422624205E-2,3.7175147422624205E-2,3.7175147422624205E-2,3.7175147422624205E-2,3.7175147422624205E-2,3.7175147422624205E-2,3.7175147422624205E-2,3.7175147422624205E-2,3.7175147422624205E-2,null,0.24000000000000007,0,0,0,0,0,0,0,0,0,0,0,0,0,0,0,0,0,0,0,0]
[null,null,26,0.25000000000000006,3.765080458374321E-2,3.765080458374321E-2,3.765080458374321E-2,3.765080458374321E-2,3.765080458374321E-2,3.765080458374321E-2,3.765080458374321E-2,3.765080458374321E-2,3.765080458374321E-2,3.765080458374321E-2,3.765080458374321E-2,3.765080458374321E-2,3.765080458374321E-2,3.765080458374321E-2,3.765080458374321E-2,3.765080458374321E-2,3.765080458374321E-2,3.765080458374321E-2,3.765080458374321E-2,3.765080458374321E-2,null,0.25000000000000006,0,0,0,0,0,0,0,0,0,0,0,0,0,0,0,0,0,0,0,0]
[null,null,27,0.26000000000000006,3.8125627337870234E-2,3.8125627337870234E-2,3.8125627337870234E-2,3.8125627337870234E-2,3.8125627337870234E-2,3.8125627337870234E-2,3.8125627337870234E-2,3.8125627337870234E-2,3.8125627337870234E-2,3.8125627337870234E-2,3.8125627337870234E-2,3.8125627337870234E-2,3.8125627337870234E-2,3.8125627337870234E-2,3.8125627337870234E-2,3.8125627337870234E-2,3.8125627337870234E-2,3.8125627337870234E-2,3.8125627337870234E-2,3.8125627337870234E-2,null,0.26000000000000006,0,0,0,0,0,0,0,0,0,0,0,0,0,0,0,0,0,0,0,0]
[null,null,28,0.27000000000000007,3.8599620862802858E-2,3.8599620862802858E-2,3.8599620862802858E-2,3.8599620862802858E-2,3.8599620862802858E-2,3.8599620862802858E-2,3.8599620862802858E-2,3.8599620862802858E-2,3.8599620862802858E-2,3.8599620862802858E-2,3.8599620862802858E-2,3.8599620862802858E-2,3.8599620862802858E-2,3.8599620862802858E-2,3.8599620862802858E-2,3.8599620862802858E-2,3.8599620862802858E-2,3.8599620862802858E-2,3.8599620862802858E-2,3.8599620862802858E-2,null,0.27000000000000007,0,0,0,0,0,0,0,0,0,0,0,0,0,0,0,0,0,0,0,0]
[null,null,29,0.28000000000000008,3.9072790346684663E-2,3.9072790346684663E-2,3.9072790346684663E-2,3.9072790346684663E-2,3.9072790346684663E-2,3.9072790346684663E-2,3.9072790346684663E-2,3.9072790346684663E-2,3.9072790346684663E-2,3.9072790346684663E-2,3.9072790346684663E-2,3.9072790346684663E-2,3.9072790346684663E-2,3.9072790346684663E-2,3.9072790346684663E-2,3.9072790346684663E-2,3.9072790346684663E-2,3.9072790346684663E-2,3.9072790346684663E-2,3.9072790346684663E-2,null,0.28000000000000008,0,0,0,0,0,0,0,0,0,0,0,0,0,0,0,0,0,0,0,0]
[null,null,30,0.29000000000000009,3.9545140988005198E-2,3.9545140988005198E-2,3.9545140988005198E-2,3.9545140988005198E-2,3.9545140988005198E-2,3.9545140988005198E-2,3.9545140988005198E-2,3.9545140988005198E-2,3.9545140988005198E-2,3.9545140988005198E-2,3.9545140988005198E-2,3.9545140988005198E-2,3.9545140988005198E-2,3.9545140988005198E-2,3.9545140988005198E-2,3.9545140988005198E-2,3.9545140988005198E-2,3.9545140988005198E-2,3.9545140988005198E-2,3.9545140988005198E-2,null,0.29000000000000009,0,0,0,0,0,0,0,0,0,0,0,0,0,0,0,0,0,0,0,0]
[null,null,31,0.3000000000000001,4.0016677995600027E-2,4.0016677995600027E-2,4.0016677995600027E-2,4.0016677995600027E-2,4.0016677995600027E-2,4.0016677995600027E-2,4.0016677995600027E-2,4.0016677995600027E-2,4.0016677995600027E-2,4.0016677995600027E-2,4.0016677995600027E-2,4.0016677995600027E-2,4.0016677995600027E-2,4.0016677995600027E-2,4.0016677995600027E-2,4.0016677995600027E-2,4.0016677995600027E-2,4.0016677995600027E-2,4.0016677995600027E-2,4.0016677995600027E-2,null,0.3000000000000001,0,0,0,0,0,0,0,0,0,0,0,0,0,0,0,0,0,0,0,0]
[null,null,32,0.31000000000000011,4.0487406588650701E-2,4.0487406588650701E-2,4.0487406588650701E-2,4.0487406588650701E-2,4.0487406588650701E-2,4.0487406588650701E-2,4.0487406588650701E-2,4.0487406588650701E-2,4.0487406588650701E-2,4.0487406588650701E-2,4.0487406588650701E-2,4.0487406588650701E-2,4.0487406588650701E-2,4.0487406588650701E-2,4.0487406588650701E-2,4.0487406588650701E-2,4.0487406588650701E-2,4.0487406588650701E-2,4.0487406588650701E-2,4.0487406588650701E-2,null,0.31000000000000011,0,0,0,0,0,0,0,0,0,0,0,0,0,0,0,0,0,0,0,0]
[null,null,33,0.32000000000000012,4.0957331996684755E-2,4.0957331996684755E-2,4.0957331996684755E-2,4.0957331996684755E-2,4.0957331996684755E-2,4.0957331996684755E-2,4.0957331996684755E-2,4.0957331996684755E-2,4.0957331996684755E-2,4.0957331996684755E-2,4.0957331996684755E-2,4.0957331996684755E-2,4.0957331996684755E-2,4.0957331996684755E-2,4.0957331996684755E-2,4.0957331996684755E-2,4.0957331996684755E-2,4.0957331996684755E-2,4.0957331996684755E-2,4.0957331996684755E-2,null,0.32000000000000012,0,0,0,0,0,0,0,0,0,0,0,0,0,0,0,0,0,0,0,0]
[null,null,34,0.33000000000000013,4.1426459459575737E-2,4.1426459459575737E-2,4.1426459459575737E-2,4.1426459459575737E-2,4.1426459459575737E-2,4.1426459459575737E-2,4.1426459459575737E-2,4.1426459459575737E-2,4.1426459459575737E-2,4.1426459459575737E-2,4.1426459459575737E-2,4.1426459459575737E-2,4.1426459459575737E-2,4.1426459459575737E-2,4.1426459459575737E-2,4.1426459459575737E-2,4.1426459459575737E-2,4.1426459459575737E-2,4.1426459459575737E-2,4.1426459459575737E-2,null,0.33000000000000013,0,0,0,0,0,0,0,0,0,0,0,0,0,0,0,0,0,0,0,0]
[null,null,35,0.34000000000000014,4.1894794227543171E-2,4.1894794227543171E-2,4.1894794227543171E-2,4.1894794227543171E-2,4.1894794227543171E-2,4.1894794227543171E-2,4.1894794227543171E-2,4.1894794227543171E-2,4.1894794227543171E-2,4.1894794227543171E-2,4.1894794227543171E-2,4.1894794227543171E-2,4.1894794227543171E-2,4.1894794227543171E-2,4.1894794227543171E-2,4.1894794227543171E-2,4.1894794227543171E-2,4.1894794227543171E-2,4.1894794227543171E-2,4.1894794227543171E-2,null,0.34000000000000014,0,0,0,0,0,0,0,0,0,0,0,0,0,0,0,0,0,0,0,0]
[null,null,36,0.35000000000000014,4.2362341561152581E-2,4.2362341561152581E-2,4.2362341561152581E-2,4.2362341561152581E-2,4.2362341561152581E-2,4.2362341561152581E-2,4.2362341561152581E-2,4.2362341561152581E-2,4.2362341561152581E-2,4.2362341561152581E-2,4.2362341561152581E-2,4.2362341561152581E-2,4.2362341561152581E-2,4.2362341561152581E-2,4.2362341561152581E-2,4.2362341561152581E-2,4.2362341561152581E-2,4.2362341561152581E-2,4.2362341561152581E-2,4.2362341561152581E-2,null,0.35000000000000014,0,0,0,0,0,0,0,0,0,0,0,0,0,0,0,0,0,0,0,0]
[null,null,37,0.36000000000000015,4.2829106731315472E-2,4.2829106731315472E-2,4.2829106731315472E-2,4.2829106731315472E-2,4.2829106731315472E-2,4.2829106731315472E-2,4.2829106731315472E-2,4.2829106731315472E-2,4.2829106731315472E-2,4.2829106731315472E-2,4.2829106731315472E-2,4.2829106731315472E-2,4.2829106731315472E-2,4.2829106731315472E-2,4.2829106731315472E-2,4.2829106731315472E-2,4.2829106731315472E-2,4.2829106731315472E-2,4.2829106731315472E-2,4.2829106731315472E-2,null,0.36000000000000015,0,0,0,0,0,0,0,0,0,0,0,0,0,0,0,0,0,0,0,0]
[null,null,38,0.37000000000000016,4.329509501928936E-2,4.329509501928936E-2,4.329509501928936E-2,4.329509501928936E-2,4.329509501928936E-2,4.329509501928936E-2,4.329509501928936E-2,4.329509501928936E-2,4.329509501928936E-2,4.329509501928936E-2,4.329509501928936E-2,4.329509501928936E-2,4.329509501928936E-2,4.329509501928936E-2,4.329509501928936E-2,4.329509501928936E-2,4.329509501928936E-2,4.329509501928936E-2,4.329509501928936E-2,4.329509501928936E-2,null,0.37000000000000016,0,0,0,0,0,0,0,0,0,0,0,0,0,0,0,0,0,0,0,0]
[null,null,39,0.38000000000000017,4.3760311716677748E-2,4.3760311716677748E-2,4.3760311716677748E-2,4.3760311716677748E-2,4.3760311716677748E-2,4.3760311716677748E-2,4.3760311716677748E-2,4.3760311716677748E-2,4.3760311716677748E-2,4.3760311716677748E-2,4.3760311716677748E-2,4.3760311716677748E-2,4.3760311716677748E-2,4.3760311716677748E-2,4.3760311716677748E-2,4.3760311716677748E-2,4.3760311716677748E-2,4.3760311716677748E-2,4.3760311716677748E-2,4.3760311716677748E-2,null,0.38000000000000017,0,0,0,0,0,0,0,0,0,0,0,0,0,0,0,0,0,0,0,0]
[null,null,40,0.39000000000000018,4.4224762125430125E-2,4.4224762125430125E-2,4.4224762125430125E-2,4.4224762125430125E-2,4.4224762125430125E-2,4.4224762125430125E-2,4.4224762125430125E-2,4.4224762125430125E-2,4.4224762125430125E-2,4.4224762125430125E-2,4.4224762125430125E-2,4.4224762125430125E-2,4.4224762125430125E-2,4.4224762125430125E-2,4.4224762125430125E-2,4.4224762125430125E-2,4.4224762125430125E-2,4.4224762125430125E-2,4.4224762125430125E-2,4.4224762125430125E-2,null,0.39000000000000018,0,0,0,0,0,0,0,0,0,0,0,0,0,0,0,0,0,0,0,0]
[null,null,41,0.40000000000000019,4.4688451557841971E-2,4.4688451557841971E-2,4.4688451557841971E-2,4.4688451557841971E-2,4.4688451557841971E-2,4.4688451557841971E-2,4.4688451557841971E-2,4.4688451557841971E-2,4.4688451557841971E-2,4.4688451557841971E-2,4.4688451557841971E-2,4.4688451557841971E-2,4.4688451557841971E-2,4.4688451557841971E-2,4.4688451557841971E-2,4.4688451557841971E-2,4.4688451557841971E-2,4.4688451557841971E-2,4.4688451557841971E-2,4.4688451557841971E-2,null,0.40000000000000019,0,0,0,0,0,0,0,0,0,0,0,0,0,0,0,0,0,0,0,0]
[null,null,42,0.4100000000000002,4.5151385336554786E-2,4.5151385336554786E-2,4.5151385336554786E-2,4.5151385336554786E-2,4.5151385336554786E-2,4.5151385336554786E-2,4.5151385336554786E-2,4.5151385336554786E-2,4.5151385336554786E-2,4.5151385336554786E-2,4.5151385336554786E-2,4.5151385336554786E-2,4.5151385336554786E-2,4.5151385336554786E-2,4.5151385336554786E-2,4.5151385336554786E-2,4.5151385336554786E-2,4.5151385336554786E-2,4.5151385336554786E-2,4.5151385336554786E-2,null,0.4100000000000002,0,0,0,0,0,0,0,0,0,0,0,0,0,0,0,0,0,0,0,0]
[null,null,43,0.42000000000000021,4.5613568794556018E-2,4.5613568794556018E-2,4.5613568794556018E-2,4.5613568794556018E-2,4.5613568794556018E-2,4.5613568794556018E-2,4.5613568794556018E-2,4.5613568794556018E-2,4.5613568794556018E-2,4.5613568794556018E-2,4.5613568794556018E-2,4.5613568794556018E-2,4.5613568794556018E-2,4.5613568794556018E-2,4.5613568794556018E-2,4.5613568794556018E-2,4.5613568794556018E-2,4.5613568794556018E-2,4.5613568794556018E-2,4.5613568794556018E-2,null,0.42000000000000021,0,0,0,0,0,0,0,0,0,0,0,0,0,0,0,0,0,0,0,0]
[null,null,44,0.43000000000000022,4.6075007275179151E-2,4.6075007275179151E-2,4.6075007275179151E-2,4.6075007275179151E-2,4.6075007275179151E-2,4.6075007275179151E-2,4.6075007275179151E-2,4.6075007275179151E-2,4.6075007275179151E-2,4.6075007275179151E-2,4.6075007275179151E-2,4.6075007275179151E-2,4.6075007275179151E-2,4.6075007275179151E-2,4.6075007275179151E-2,4.6075007275179151E-2,4.6075007275179151E-2,4.6075007275179151E-2,4.6075007275179151E-2,4.6075007275179151E-2,null,0.43000000000000022,0,0,0,0,0,0,0,0,0,0,0,0,0,0,0,0,0,0,0,0]
[null,null,45,0.44000000000000022,4.653570613210363E-2,4.653570613210363E-2,4.653570613210363E-2,4.653570613210363E-2,4.653570613210363E-2,4.653570613210363E-2,4.653570613210363E-2,4.653570613210363E-2,4.653570613210363E-2,4.653570613210363E-2,4.653570613210363E-2,4.653570613210363E-2,4.653570613210363E-2,4.653570613210363E-2,4.653570613210363E-2,4.653570613210363E-2,4.653570613210363E-2,4.653570613210363E-2,4.653570613210363E-2,4.653570613210363E-2,null,0.44000000000000022,0,0,0,0,0,0,0,0,0,0,0,0,0,0,0,0,0,0,0,0]
[null,null,46,0.45000000000000023,4.6995670729354913E-2,4.6995670729354913E-2,4.6995670729354913E-2,4.6995670729354913E-2,4.6995670729354913E-2,4.6995670729354913E-2,4.6995670729354913E-2,4.6995670729354913E-2,4.6995670729354913E-2,4.6995670729354913E-2,4.6995670729354913E-2,4.6995670729354913E-2,4.6995670729354913E-2,4.6995670729354913E-2,4.6995670729354913E-2,4.6995670729354913E-2,4.6995670729354913E-2,4.6995670729354913E-2,4.6995670729354913E-2,4.6995670729354913E-2,null,0.45000000000000023,0,0,0,0,0,0,0,0,0,0,0,0,0,0,0,0,0,0,0,0]
[null,null,47,0.46000000000000024,4.7454906441304442E-2,4.7454906441304442E-2,4.7454906441304442E-2,4.7454906441304442E-2,4.7454906441304442E-2,4.7454906441304442E-2,4.7454906441304442E-2,4.7454906441304442E-2,4.7454906441304442E-2,4.7454906441304442E-2,4.7454906441304442E-2,4.7454906441304442E-2,4.7454906441304442E-2,4.7454906441304442E-2,4.7454906441304442E-2,4.7454906441304442E-2,4.7454906441304442E-2,4.7454906441304442E-2,4.7454906441304442E-2,4.7454906441304442E-2,null,0.46000000000000024,0,0,0,0,0,0,0,0,0,0,0,0,0,0,0,0,0,0,0,0]
[null,null,48,0.47000000000000025,4.7913418652669668E-2,4.7913418652669668E-2,4.7913418652669668E-2,4.7913418652669668E-2,4.7913418652669668E-2,4.7913418652669668E-2,4.7913418652669668E-2,4.7913418652669668E-2,4.7913418652669668E-2,4.7913418652669668E-2,4.7913418652669668E-2,4.7913418652669668E-2,4.7913418652669668E-2,4.7913418652669668E-2,4.7913418652669668E-2,4.7913418652669668E-2,4.7913418652669668E-2,4.7913418652669668E-2,4.7913418652669668E-2,4.7913418652669668E-2,null,0.47000000000000025,0,0,0,0,0,0,0,0,0,0,0,0,0,0,0,0,0,0,0,0]
[null,null,49,0.48000000000000026,4.8371212758513998E-2,4.8371212758513998E-2,4.8371212758513998E-2,4.8371212758513998E-2,4.8371212758513998E-2,4.8371212758513998E-2,4.8371212758513998E-2,4.8371212758513998E-2,4.8371212758513998E-2,4.8371212758513998E-2,4.8371212758513998E-2,4.8371212758513998E-2,4.8371212758513998E-2,4.8371212758513998E-2,4.8371212758513998E-2,4.8371212758513998E-2,4.8371212758513998E-2,4.8371212758513998E-2,4.8371212758513998E-2,4.8371212758513998E-2,null,0.48000000000000026,0,0,0,0,0,0,0,0,0,0,0,0,0,0,0,0,0,0,0,0]
[null,null,50,0.49000000000000027,4.882829416424686E-2,4.882829416424686E-2,4.882829416424686E-2,4.882829416424686E-2,4.882829416424686E-2,4.882829416424686E-2,4.882829416424686E-2,4.882829416424686E-2,4.882829416424686E-2,4.882829416424686E-2,4.882829416424686E-2,4.882829416424686E-2,4.882829416424686E-2,4.882829416424686E-2,4.882829416424686E-2,4.882829416424686E-2,4.882829416424686E-2,4.882829416424686E-2,4.882829416424686E-2,4.882829416424686E-2,null,0.49000000000000027,0,0,0,0,0,0,0,0,0,0,0,0,0,0,0,0,0,0,0,0]
[null,null,51,0.50000000000000022,4.9284668285623681E-2,4.9284668285623681E-2,4.9284668285623681E-2,4.9284668285623681E-2,4.9284668285623681E-2,4.9284668285623681E-2,4.9284668285623681E-2,4.9284668285623681E-2,4.9284668285623681E-2,4.9284668285623681E-2,4.9284668285623681E-2,4.9284668285623681E-2,4.9284668285623681E-2,4.9284668285623681E-2,4.9284668285623681E-2,4.9284668285623681E-2,4.9284668285623681E-2,4.9284668285623681E-2,4.9284668285623681E-2,4.9284668285623681E-2,null,0.50000000000000022,0,0,0,0,0,0,0,0,0,0,0,0,0,0,0,0,0,0,0,0]
[null,null,52,0.51000000000000023,4.9740340548745869E-2,4.9740340548745869E-2,4.9740340548745869E-2,4.9740340548745869E-2,4.9740340548745869E-2,4.9740340548745869E-2,4.9740340548745869E-2,4.9740340548745869E-2,4.9740340548745869E-2,4.9740340548745869E-2,4.9740340548745869E-2,4.9740340548745869E-2,4.9740340548745869E-2,4.9740340548745869E-2,4.9740340548745869E-2,4.9740340548745869E-2,4.9740340548745869E-2,4.9740340548745869E-2,4.9740340548745869E-2,4.9740340548745869E-2,null,0.51000000000000023,0,0,0,0,0,0,0,0,0,0,0,0,0,0,0,0,0,0,0,0]
[null,null,53,0.52000000000000024,5.0195316390060821E-2,5.0195316390060821E-2,5.0195316390060821E-2,5.0195316390060821E-2,5.0195316390060821E-2,5.0195316390060821E-2,5.0195316390060821E-2,5.0195316390060821E-2,5.0195316390060821E-2,5.0195316390060821E-2,5.0195316390060821E-2,5.0195316390060821E-2,5.0195316390060821E-2,5.0195316390060821E-2,5.0195316390060821E-2,5.0195316390060821E-2,5.0195316390060821E-2,5.0195316390060821E-2,5.0195316390060821E-2,5.0195316390060821E-2,null,0.52000000000000024,0,0,0,0,0,0,0,0,0,0,0,0,0,0,0,0,0,0,0,0]
[null,null,54,0.53000000000000025,5.064960125636192E-2,5.064960125636192E-2,5.064960125636192E-2,5.064960125636192E-2,5.064960125636192E-2,5.064960125636192E-2,5.064960125636192E-2,5.064960125636192E-2,5.064960125636192E-2,5.064960125636192E-2,5.064960125636192E-2,5.064960125636192E-2,5.064960125636192E-2,5.064960125636192E-2,5.064960125636192E-2,5.064960125636192E-2,5.064960125636192E-2,5.064960125636192E-2,5.064960125636192E-2,5.064960125636192E-2,null,0.53000000000000025,0,0,0,0,0,0,0,0,0,0,0,0,0,0,0,0,0,0,0,0]
[null,null,55,0.54000000000000026,5.1103200604788582E-2,5.1103200604788582E-2,5.1103200604788582E-2,5.1103200604788582E-2,5.1103200604788582E-2,5.1103200604788582E-2,5.1103200604788582E-2,5.1103200604788582E-2,5.1103200604788582E-2,5.1103200604788582E-2,5.1103200604788582E-2,5.1103200604788582E-2,5.1103200604788582E-2,5.1103200604788582E-2,5.1103200604788582E-2,5.1103200604788582E-2,5.1103200604788582E-2,5.1103200604788582E-2,5.1103200604788582E-2,5.1103200604788582E-2,null,0.54000000000000026,0,0,0,0,0,0,0,0,0,0,0,0,0,0,0,0,0,0,0,0]
[null,null,56,0.55000000000000027,5.1556119902826159E-2,5.1556119902826159E-2,5.1556119902826159E-2,5.1556119902826159E-2,5.1556119902826159E-2,5.1556119902826159E-2,5.1556119902826159E-2,5.1556119902826159E-2,5.1556119902826159E-2,5.1556119902826159E-2,5.1556119902826159E-2,5.1556119902826159E-2,5.1556119902826159E-2,5.1556119902826159E-2,5.1556119902826159E-2,5.1556119902826159E-2,5.1556119902826159E-2,5.1556119902826159E-2,5.1556119902826159E-2,5.1556119902826159E-2,null,0.55000000000000027,0,0,0,0,0,0,0,0,0,0,0,0,0,0,0,0,0,0,0,0]
[null,null,57,0.56000000000000028,5.2008364628306047E-2,5.2008364628306047E-2,5.2008364628306047E-2,5.2008364628306047E-2,5.2008364628306047E-2,5.2008364628306047E-2,5.2008364628306047E-2,5.2008364628306047E-2,5.2008364628306047E-2,5.2008364628306047E-2,5.2008364628306047E-2,5.2008364628306047E-2,5.2008364628306047E-2,5.2008364628306047E-2,5.2008364628306047E-2,5.2008364628306047E-2,5.2008364628306047E-2,5.2008364628306047E-2,5.2008364628306047E-2,5.2008364628306047E-2,null,0.56000000000000028,0,0,0,0,0,0,0,0,0,0,0,0,0,0,0,0,0,0,0,0]
[null,null,58,0.57000000000000028,5.2459940269405606E-2,5.2459940269405606E-2,5.2459940269405606E-2,5.2459940269405606E-2,5.2459940269405606E-2,5.2459940269405606E-2,5.2459940269405606E-2,5.2459940269405606E-2,5.2459940269405606E-2,5.2459940269405606E-2,5.2459940269405606E-2,5.2459940269405606E-2,5.2459940269405606E-2,5.2459940269405606E-2,5.2459940269405606E-2,5.2459940269405606E-2,5.2459940269405606E-2,5.2459940269405606E-2,5.2459940269405606E-2,5.2459940269405606E-2,null,0.57000000000000028,0,0,0,0,0,0,0,0,0,0,0,0,0,0,0,0,0,0,0,0]
[null,null,59,0.58000000000000029,5.2910852324648178E-2,5.2910852324648178E-2,5.2910852324648178E-2,5.2910852324648178E-2,5.2910852324648178E-2,5.2910852324648178E-2,5.2910852324648178E-2,5.2910852324648178E-2,5.2910852324648178E-2,5.2910852324648178E-2,5.2910852324648178E-2,5.2910852324648178E-2,5.2910852324648178E-2,5.2910852324648178E-2,5.2910852324648178E-2,5.2910852324648178E-2,5.2910852324648178E-2,5.2910852324648178E-2,5.2910852324648178E-2,5.2910852324648178E-2,null,0.58000000000000029,0,0,0,0,0,0,0,0,0,0,0,0,0,0,0,0,0,0,0,0]
[null,null,60,0.5900000000000003,5.3361106302903138E-2,5.3361106302903138E-2,5.3361106302903138E-2,5.3361106302903138E-2,5.3361106302903138E-2,5.3361106302903138E-2,5.3361106302903138E-2,5.3361106302903138E-2,5.3361106302903138E-2,5.3361106302903138E-2,5.3361106302903138E-2,5.3361106302903138E-2,5.3361106302903138E-2,5.3361106302903138E-2,5.3361106302903138E-2,5.3361106302903138E-2,5.3361106302903138E-2,5.3361106302903138E-2,5.3361106302903138E-2,5.3361106302903138E-2,null,0.5900000000000003,0,0,0,0,0,0,0,0,0,0,0,0,0,0,0,0,0,0,0,0]
[null,null,61,0.60000000000000031,5.3810707723385823E-2,5.3810707723385823E-2,5.3810707723385823E-2,5.3810707723385823E-2,5.3810707723385823E-2,5.3810707723385823E-2,5.3810707723385823E-2,5.3810707723385823E-2,5.3810707723385823E-2,5.3810707723385823E-2,5.3810707723385823E-2,5.3810707723385823E-2,5.3810707723385823E-2,5.3810707723385823E-2,5.3810707723385823E-2,5.3810707723385823E-2,5.3810707723385823E-2,5.3810707723385823E-2,5.3810707723385823E-2,5.3810707723385823E-2,null,0.60000000000000031,0,0,0,0,0,0,0,0,0,0,0,0,0,0,0,0,0,0,0,0]
[null,null,62,0.61000000000000032,5.4259662115657567E-2,5.4259662115657567E-2,5.4259662115657567E-2,5.4259662115657567E-2,5.4259662115657567E-2,5.4259662115657567E-2,5.4259662115657567E-2,5.4259662115657567E-2,5.4259662115657567E-2,5.4259662115657567E-2,5.4259662115657567E-2,5.4259662115657567E-2,5.4259662115657567E-2,5.4259662115657567E-2,5.4259662115657567E-2,5.4259662115657567E-2,5.4259662115657567E-2,5.4259662115657567E-2,5.4259662115657567E-2,5.4259662115657567E-2,null,0.61000000000000032,0,0,0,0,0,0,0,0,0,0,0,0,0,0,0,0,0,0,0,0]
[null,null,63,0.62000000000000033,5.470797501962571E-2,5.470797501962571E-2,5.470797501962571E-2,5.470797501962571E-2,5.470797501962571E-2,5.470797501962571E-2,5.470797501962571E-2,5.470797501962571E-2,5.470797501962571E-2,5.470797501962571E-2,5.470797501962571E-2,5.470797501962571E-2,5.470797501962571E-2,5.470797501962571E-2,5.470797501962571E-2,5.470797501962571E-2,5.470797501962571E-2,5.470797501962571E-2,5.470797501962571E-2,5.470797501962571E-2,null,0.62000000000000033,0,0,0,0,0,0,0,0,0,0,0,0,0,0,0,0,0,0,0,0]
[null,null,64,0.63000000000000034,5.515565198554357E-2,5.515565198554357E-2,5.515565198554357E-2,5.515565198554357E-2,5.515565198554357E-2,5.515565198554357E-2,5.515565198554357E-2,5.515565198554357E-2,5.515565198554357E-2,5.515565198554357E-2,5.515565198554357E-2,5.515565198554357E-2,5.515565198554357E-2,5.515565198554357E-2,5.515565198554357E-2,5.515565198554357E-2,5.515565198554357E-2,5.515565198554357E-2,5.515565198554357E-2,5.515565198554357E-2,null,0.63000000000000034,0,0,0,0,0,0,0,0,0,0,0,0,0,0,0,0,0,0,0,0]
[null,null,65,0.64000000000000035,5.560269857401047E-2,5.560269857401047E-2,5.560269857401047E-2,5.560269857401047E-2,5.560269857401047E-2,5.560269857401047E-2,5.560269857401047E-2,5.560269857401047E-2,5.560269857401047E-2,5.560269857401047E-2,5.560269857401047E-2,5.560269857401047E-2,5.560269857401047E-2,5.560269857401047E-2,5.560269857401047E-2,5.560269857401047E-2,5.560269857401047E-2,5.560269857401047E-2,5.560269857401047E-2,5.560269857401047E-2,null,0.64000000000000035,0,0,0,0,0,0,0,0,0,0,0,0,0,0,0,0,0,0,0,0]
[null,null,66,{"$f":"D109+0.01","v":0.65000000000000036},{"$f":"IF(AD$16=0,0,IF(E$36*$D110^4  +    E$37*$D110^3   +    E$38*$D110^2    +    E$39*$D110   +    E$40>1,1,E$36*$D110^4  +    E$37*$D110^3   +    E$38*$D110^2    +    E$39*$D110   +    E$40))","v":5.6049120355971718E-2},{"$f":"IF(AE$16=0,0,IF(F$36*$D110^4  +    F$37*$D110^3   +    F$38*$D110^2    +    F$39*$D110   +    F$40>1,1,F$36*$D110^4  +    F$37*$D110^3   +    F$38*$D110^2    +    F$39*$D110   +    F$40))","v":5.6049120355971718E-2},{"$f":"IF(AF$16=0,0,IF(G$36*$D110^4  +    G$37*$D110^3   +    G$38*$D110^2    +    G$39*$D110   +    G$40>1,1,G$36*$D110^4  +    G$37*$D110^3   +    G$38*$D110^2    +    G$39*$D110   +    G$40))","v":5.6049120355971718E-2},{"$f":"IF(AG$16=0,0,IF(H$36*$D110^4  +    H$37*$D110^3   +    H$38*$D110^2    +    H$39*$D110   +    H$40>1,1,H$36*$D110^4  +    H$37*$D110^3   +    H$38*$D110^2    +    H$39*$D110   +    H$40))","v":5.6049120355971718E-2},5.6049120355971718E-2,5.6049120355971718E-2,5.6049120355971718E-2,5.6049120355971718E-2,5.6049120355971718E-2,5.6049120355971718E-2,5.6049120355971718E-2,5.6049120355971718E-2,5.6049120355971718E-2,5.6049120355971718E-2,5.6049120355971718E-2,5.6049120355971718E-2,5.6049120355971718E-2,5.6049120355971718E-2,5.6049120355971718E-2,5.6049120355971718E-2,null,{"$f":"Z109+0.01","v":0.65000000000000036},{"$f":"IF(AA$43<>0,INDEX(E$45:E$1045, MATCH($Z110*(AA$43/24), $D$45:$D$1045)), 0)","v":0},{"$f":"IF(AB$43<>0,INDEX(F$45:F$1045, MATCH($Z110*(AB$43/24), $D$45:$D$1045)), 0)","v":0},{"$f":"IF(AC$43<>0,INDEX(G$45:G$1045, MATCH($Z110*(AC$43/24), $D$45:$D$1045)), 0)","v":0},{"$f":"IF(AD$43<>0,INDEX(H$45:H$1045, MATCH($Z110*(AD$43/24), $D$45:$D$1045)), 0)","v":0},{"$f":"IF(AE$43<>0,INDEX(I$45:I$1045, MATCH($Z110*(AE$43/24), $D$45:$D$1045)), 0)","v":0},{"$f":"IF(AF$43<>0,INDEX(J$45:J$1045, MATCH($Z110*(AF$43/24), $D$45:$D$1045)), 0)","v":0},{"$f":"IF(AG$43<>0,INDEX(K$45:K$1045, MATCH($Z110*(AG$43/24), $D$45:$D$1045)), 0)","v":0},{"$f":"IF(AH$43<>0,INDEX(L$45:L$1045, MATCH($Z110*(AH$43/24), $D$45:$D$1045)), 0)","v":0},{"$f":"IF(AI$43<>0,INDEX(M$45:M$1045, MATCH($Z110*(AI$43/24), $D$45:$D$1045)), 0)","v":0},{"$f":"IF(AJ$43<>0,INDEX(N$45:N$1045, MATCH($Z110*(AJ$43/24), $D$45:$D$1045)), 0)","v":0},{"$f":"IF(AK$43<>0,INDEX(O$45:O$1045, MATCH($Z110*(AK$43/24), $D$45:$D$1045)), 0)","v":0},{"$f":"IF(AL$43<>0,INDEX(P$45:P$1045, MATCH($Z110*(AL$43/24), $D$45:$D$1045)), 0)","v":0},{"$f":"IF(AM$43<>0,INDEX(Q$45:Q$1045, MATCH($Z110*(AM$43/24), $D$45:$D$1045)), 0)","v":0},{"$f":"IF(AN$43<>0,INDEX(R$45:R$1045, MATCH($Z110*(AN$43/24), $D$45:$D$1045)), 0)","v":0},{"$f":"IF(AO$43<>0,INDEX(S$45:S$1045, MATCH($Z110*(AO$43/24), $D$45:$D$1045)), 0)","v":0},{"$f":"IF(AP$43<>0,INDEX(T$45:T$1045, MATCH($Z110*(AP$43/24), $D$45:$D$1045)), 0)","v":0},{"$f":"IF(AQ$43<>0,INDEX(U$45:U$1045, MATCH($Z110*(AQ$43/24), $D$45:$D$1045)), 0)","v":0},{"$f":"IF(AR$43<>0,INDEX(V$45:V$1045, MATCH($Z110*(AR$43/24), $D$45:$D$1045)), 0)","v":0},{"$f":"IF(AS$43<>0,INDEX(W$45:W$1045, MATCH($Z110*(AS$43/24), $D$45:$D$1045)), 0)","v":0},{"$f":"IF(AT$43<>0,INDEX(X$45:X$1045, MATCH($Z110*(AT$43/24), $D$45:$D$1045)), 0)","v":0}]
[null,null,{"$f":"C110+1","v":67},0.66000000000000036,5.6494922912718612E-2,5.6494922912718612E-2,5.6494922912718612E-2,5.6494922912718612E-2,5.6494922912718612E-2,5.6494922912718612E-2,5.6494922912718612E-2,5.6494922912718612E-2,5.6494922912718612E-2,5.6494922912718612E-2,5.6494922912718612E-2,5.6494922912718612E-2,5.6494922912718612E-2,5.6494922912718612E-2,5.6494922912718612E-2,5.6494922912718612E-2,5.6494922912718612E-2,5.6494922912718612E-2,5.6494922912718612E-2,5.6494922912718612E-2,null,0.66000000000000036,0,0,0,0,0,0,0,0,0,0,0,0,0,0,0,0,0,0,0,0]
[null,null,68,0.67000000000000037,5.694011183588845E-2,5.694011183588845E-2,5.694011183588845E-2,5.694011183588845E-2,5.694011183588845E-2,5.694011183588845E-2,5.694011183588845E-2,5.694011183588845E-2,5.694011183588845E-2,5.694011183588845E-2,5.694011183588845E-2,5.694011183588845E-2,5.694011183588845E-2,5.694011183588845E-2,5.694011183588845E-2,5.694011183588845E-2,5.694011183588845E-2,5.694011183588845E-2,5.694011183588845E-2,5.694011183588845E-2,null,0.67000000000000037,0,0,0,0,0,0,0,0,0,0,0,0,0,0,0,0,0,0,0,0]
[null,null,69,0.68000000000000038,5.7384692727464513E-2,5.7384692727464513E-2,5.7384692727464513E-2,5.7384692727464513E-2,5.7384692727464513E-2,5.7384692727464513E-2,5.7384692727464513E-2,5.7384692727464513E-2,5.7384692727464513E-2,5.7384692727464513E-2,5.7384692727464513E-2,5.7384692727464513E-2,5.7384692727464513E-2,5.7384692727464513E-2,5.7384692727464513E-2,5.7384692727464513E-2,5.7384692727464513E-2,5.7384692727464513E-2,5.7384692727464513E-2,5.7384692727464513E-2,null,0.68000000000000038,0,0,0,0,0,0,0,0,0,0,0,0,0,0,0,0,0,0,0,0]
[null,null,70,0.69000000000000039,5.7828671199776104E-2,5.7828671199776104E-2,5.7828671199776104E-2,5.7828671199776104E-2,5.7828671199776104E-2,5.7828671199776104E-2,5.7828671199776104E-2,5.7828671199776104E-2,5.7828671199776104E-2,5.7828671199776104E-2,5.7828671199776104E-2,5.7828671199776104E-2,5.7828671199776104E-2,5.7828671199776104E-2,5.7828671199776104E-2,5.7828671199776104E-2,5.7828671199776104E-2,5.7828671199776104E-2,5.7828671199776104E-2,5.7828671199776104E-2,null,0.69000000000000039,0,0,0,0,0,0,0,0,0,0,0,0,0,0,0,0,0,0,0,0]
[null,null,71,0.7000000000000004,5.8272052875498484E-2,5.8272052875498484E-2,5.8272052875498484E-2,5.8272052875498484E-2,5.8272052875498484E-2,5.8272052875498484E-2,5.8272052875498484E-2,5.8272052875498484E-2,5.8272052875498484E-2,5.8272052875498484E-2,5.8272052875498484E-2,5.8272052875498484E-2,5.8272052875498484E-2,5.8272052875498484E-2,5.8272052875498484E-2,5.8272052875498484E-2,5.8272052875498484E-2,5.8272052875498484E-2,5.8272052875498484E-2,5.8272052875498484E-2,null,0.7000000000000004,0,0,0,0,0,0,0,0,0,0,0,0,0,0,0,0,0,0,0,0]
[null,null,72,0.71000000000000041,5.8714843387652926E-2,5.8714843387652926E-2,5.8714843387652926E-2,5.8714843387652926E-2,5.8714843387652926E-2,5.8714843387652926E-2,5.8714843387652926E-2,5.8714843387652926E-2,5.8714843387652926E-2,5.8714843387652926E-2,5.8714843387652926E-2,5.8714843387652926E-2,5.8714843387652926E-2,5.8714843387652926E-2,5.8714843387652926E-2,5.8714843387652926E-2,5.8714843387652926E-2,5.8714843387652926E-2,5.8714843387652926E-2,5.8714843387652926E-2,null,0.71000000000000041,0,0,0,0,0,0,0,0,0,0,0,0,0,0,0,0,0,0,0,0]
[null,null,73,0.72000000000000042,5.9157048379606683E-2,5.9157048379606683E-2,5.9157048379606683E-2,5.9157048379606683E-2,5.9157048379606683E-2,5.9157048379606683E-2,5.9157048379606683E-2,5.9157048379606683E-2,5.9157048379606683E-2,5.9157048379606683E-2,5.9157048379606683E-2,5.9157048379606683E-2,5.9157048379606683E-2,5.9157048379606683E-2,5.9157048379606683E-2,5.9157048379606683E-2,5.9157048379606683E-2,5.9157048379606683E-2,5.9157048379606683E-2,5.9157048379606683E-2,null,0.72000000000000042,0,0,0,0,0,0,0,0,0,0,0,0,0,0,0,0,0,0,0,0]
[null,null,74,0.73000000000000043,5.9598673505073016E-2,5.9598673505073016E-2,5.9598673505073016E-2,5.9598673505073016E-2,5.9598673505073016E-2,5.9598673505073016E-2,5.9598673505073016E-2,5.9598673505073016E-2,5.9598673505073016E-2,5.9598673505073016E-2,5.9598673505073016E-2,5.9598673505073016E-2,5.9598673505073016E-2,5.9598673505073016E-2,5.9598673505073016E-2,5.9598673505073016E-2,5.9598673505073016E-2,5.9598673505073016E-2,5.9598673505073016E-2,5.9598673505073016E-2,null,0.73000000000000043,0,0,0,0,0,0,0,0,0,0,0,0,0,0,0,0,0,0,0,0]
[null,null,75,0.74000000000000044,6.0039724428111174E-2,6.0039724428111174E-2,6.0039724428111174E-2,6.0039724428111174E-2,6.0039724428111174E-2,6.0039724428111174E-2,6.0039724428111174E-2,6.0039724428111174E-2,6.0039724428111174E-2,6.0039724428111174E-2,6.0039724428111174E-2,6.0039724428111174E-2,6.0039724428111174E-2,6.0039724428111174E-2,6.0039724428111174E-2,6.0039724428111174E-2,6.0039724428111174E-2,6.0039724428111174E-2,6.0039724428111174E-2,6.0039724428111174E-2,null,0.74000000000000044,0,0,0,0,0,0,0,0,0,0,0,0,0,0,0,0,0,0,0,0]
[null,null,76,0.75000000000000044,6.0480206823126388E-2,6.0480206823126388E-2,6.0480206823126388E-2,6.0480206823126388E-2,6.0480206823126388E-2,6.0480206823126388E-2,6.0480206823126388E-2,6.0480206823126388E-2,6.0480206823126388E-2,6.0480206823126388E-2,6.0480206823126388E-2,6.0480206823126388E-2,6.0480206823126388E-2,6.0480206823126388E-2,6.0480206823126388E-2,6.0480206823126388E-2,6.0480206823126388E-2,6.0480206823126388E-2,6.0480206823126388E-2,6.0480206823126388E-2,null,0.75000000000000044,0,0,0,0,0,0,0,0,0,0,0,0,0,0,0,0,0,0,0,0]
[null,null,77,0.76000000000000045,6.092012637486989E-2,6.092012637486989E-2,6.092012637486989E-2,6.092012637486989E-2,6.092012637486989E-2,6.092012637486989E-2,6.092012637486989E-2,6.092012637486989E-2,6.092012637486989E-2,6.092012637486989E-2,6.092012637486989E-2,6.092012637486989E-2,6.092012637486989E-2,6.092012637486989E-2,6.092012637486989E-2,6.092012637486989E-2,6.092012637486989E-2,6.092012637486989E-2,6.092012637486989E-2,6.092012637486989E-2,null,0.76000000000000045,0,0,0,0,0,0,0,0,0,0,0,0,0,0,0,0,0,0,0,0]
[null,null,78,0.77000000000000046,6.1359488778438907E-2,6.1359488778438907E-2,6.1359488778438907E-2,6.1359488778438907E-2,6.1359488778438907E-2,6.1359488778438907E-2,6.1359488778438907E-2,6.1359488778438907E-2,6.1359488778438907E-2,6.1359488778438907E-2,6.1359488778438907E-2,6.1359488778438907E-2,6.1359488778438907E-2,6.1359488778438907E-2,6.1359488778438907E-2,6.1359488778438907E-2,6.1359488778438907E-2,6.1359488778438907E-2,6.1359488778438907E-2,6.1359488778438907E-2,null,0.77000000000000046,0,0,0,0,0,0,0,0,0,0,0,0,0,0,0,0,0,0,0,0]
[null,null,79,0.78000000000000047,6.1798299739276662E-2,6.1798299739276662E-2,6.1798299739276662E-2,6.1798299739276662E-2,6.1798299739276662E-2,6.1798299739276662E-2,6.1798299739276662E-2,6.1798299739276662E-2,6.1798299739276662E-2,6.1798299739276662E-2,6.1798299739276662E-2,6.1798299739276662E-2,6.1798299739276662E-2,6.1798299739276662E-2,6.1798299739276662E-2,6.1798299739276662E-2,6.1798299739276662E-2,6.1798299739276662E-2,6.1798299739276662E-2,6.1798299739276662E-2,null,0.78000000000000047,0,0,0,0,0,0,0,0,0,0,0,0,0,0,0,0,0,0,0,0]
[null,null,80,0.79000000000000048,6.223656497317237E-2,6.223656497317237E-2,6.223656497317237E-2,6.223656497317237E-2,6.223656497317237E-2,6.223656497317237E-2,6.223656497317237E-2,6.223656497317237E-2,6.223656497317237E-2,6.223656497317237E-2,6.223656497317237E-2,6.223656497317237E-2,6.223656497317237E-2,6.223656497317237E-2,6.223656497317237E-2,6.223656497317237E-2,6.223656497317237E-2,6.223656497317237E-2,6.223656497317237E-2,6.223656497317237E-2,null,0.79000000000000048,0,0,0,0,0,0,0,0,0,0,0,0,0,0,0,0,0,0,0,0]
[null,null,81,0.80000000000000049,6.2674290206261224E-2,6.2674290206261224E-2,6.2674290206261224E-2,6.2674290206261224E-2,{"$f":"IF(AH$16=0,0,IF(I$36*$D125^4  +    I$37*$D125^3   +    I$38*$D125^2    +    I$39*$D125   +    I$40>1,1,I$36*$D125^4  +    I$37*$D125^3   +    I$38*$D125^2    +    I$39*$D125   +    I$40))","v":6.2674290206261224E-2},{"$f":"IF(AI$16=0,0,IF(J$36*$D125^4  +    J$37*$D125^3   +    J$38*$D125^2    +    J$39*$D125   +    J$40>1,1,J$36*$D125^4  +    J$37*$D125^3   +    J$38*$D125^2    +    J$39*$D125   +    J$40))","v":6.2674290206261224E-2},{"$f":"IF(AJ$16=0,0,IF(K$36*$D125^4  +    K$37*$D125^3   +    K$38*$D125^2    +    K$39*$D125   +    K$40>1,1,K$36*$D125^4  +    K$37*$D125^3   +    K$38*$D125^2    +    K$39*$D125   +    K$40))","v":6.2674290206261224E-2},{"$f":"IF(AK$16=0,0,IF(L$36*$D125^4  +    L$37*$D125^3   +    L$38*$D125^2    +    L$39*$D125   +    L$40>1,1,L$36*$D125^4  +    L$37*$D125^3   +    L$38*$D125^2    +    L$39*$D125   +    L$40))","v":6.2674290206261224E-2},{"$f":"IF(AL$16=0,0,IF(M$36*$D125^4  +    M$37*$D125^3   +    M$38*$D125^2    +    M$39*$D125   +    M$40>1,1,M$36*$D125^4  +    M$37*$D125^3   +    M$38*$D125^2    +    M$39*$D125   +    M$40))","v":6.2674290206261224E-2},{"$f":"IF(AM$16=0,0,IF(N$36*$D125^4  +    N$37*$D125^3   +    N$38*$D125^2    +    N$39*$D125   +    N$40>1,1,N$36*$D125^4  +    N$37*$D125^3   +    N$38*$D125^2    +    N$39*$D125   +    N$40))","v":6.2674290206261224E-2},{"$f":"IF(AN$16=0,0,IF(O$36*$D125^4  +    O$37*$D125^3   +    O$38*$D125^2    +    O$39*$D125   +    O$40>1,1,O$36*$D125^4  +    O$37*$D125^3   +    O$38*$D125^2    +    O$39*$D125   +    O$40))","v":6.2674290206261224E-2},{"$f":"IF(AO$16=0,0,IF(P$36*$D125^4  +    P$37*$D125^3   +    P$38*$D125^2    +    P$39*$D125   +    P$40>1,1,P$36*$D125^4  +    P$37*$D125^3   +    P$38*$D125^2    +    P$39*$D125   +    P$40))","v":6.2674290206261224E-2},{"$f":"IF(AP$16=0,0,IF(Q$36*$D125^4  +    Q$37*$D125^3   +    Q$38*$D125^2    +    Q$39*$D125   +    Q$40>1,1,Q$36*$D125^4  +    Q$37*$D125^3   +    Q$38*$D125^2    +    Q$39*$D125   +    Q$40))","v":6.2674290206261224E-2},{"$f":"IF(AQ$16=0,0,IF(R$36*$D125^4  +    R$37*$D125^3   +    R$38*$D125^2    +    R$39*$D125   +    R$40>1,1,R$36*$D125^4  +    R$37*$D125^3   +    R$38*$D125^2    +    R$39*$D125   +    R$40))","v":6.2674290206261224E-2},{"$f":"IF(AR$16=0,0,IF(S$36*$D125^4  +    S$37*$D125^3   +    S$38*$D125^2    +    S$39*$D125   +    S$40>1,1,S$36*$D125^4  +    S$37*$D125^3   +    S$38*$D125^2    +    S$39*$D125   +    S$40))","v":6.2674290206261224E-2},{"$f":"IF(AS$16=0,0,IF(T$36*$D125^4  +    T$37*$D125^3   +    T$38*$D125^2    +    T$39*$D125   +    T$40>1,1,T$36*$D125^4  +    T$37*$D125^3   +    T$38*$D125^2    +    T$39*$D125   +    T$40))","v":6.2674290206261224E-2},{"$f":"IF(AT$16=0,0,IF(U$36*$D125^4  +    U$37*$D125^3   +    U$38*$D125^2    +    U$39*$D125   +    U$40>1,1,U$36*$D125^4  +    U$37*$D125^3   +    U$38*$D125^2    +    U$39*$D125   +    U$40))","v":6.2674290206261224E-2},{"$f":"IF(AU$16=0,0,IF(V$36*$D125^4  +    V$37*$D125^3   +    V$38*$D125^2    +    V$39*$D125   +    V$40>1,1,V$36*$D125^4  +    V$37*$D125^3   +    V$38*$D125^2    +    V$39*$D125   +    V$40))","v":6.2674290206261224E-2},{"$f":"IF(AV$16=0,0,IF(W$36*$D125^4  +    W$37*$D125^3   +    W$38*$D125^2    +    W$39*$D125   +    W$40>1,1,W$36*$D125^4  +    W$37*$D125^3   +    W$38*$D125^2    +    W$39*$D125   +    W$40))","v":6.2674290206261224E-2},{"$f":"IF(AW$16=0,0,IF(X$36*$D125^4  +    X$37*$D125^3   +    X$38*$D125^2    +    X$39*$D125   +    X$40>1,1,X$36*$D125^4  +    X$37*$D125^3   +    X$38*$D125^2    +    X$39*$D125   +    X$40))","v":6.2674290206261224E-2},null,0.80000000000000049,0,0,0,0,0,0,0,0,0,0,0,0,0,0,0,0,0,0,0,0]
[null,null,82,0.8100000000000005,6.3111481175024436E-2,6.3111481175024436E-2,6.3111481175024436E-2,6.3111481175024436E-2,6.3111481175024436E-2,6.3111481175024436E-2,6.3111481175024436E-2,6.3111481175024436E-2,6.3111481175024436E-2,6.3111481175024436E-2,6.3111481175024436E-2,6.3111481175024436E-2,6.3111481175024436E-2,6.3111481175024436E-2,6.3111481175024436E-2,6.3111481175024436E-2,6.3111481175024436E-2,6.3111481175024436E-2,6.3111481175024436E-2,6.3111481175024436E-2,null,0.8100000000000005,0,0,0,0,0,0,0,0,0,0,0,0,0,0,0,0,0,0,0,0]
[null,null,83,0.82000000000000051,6.3548143626289189E-2,6.3548143626289189E-2,6.3548143626289189E-2,6.3548143626289189E-2,6.3548143626289189E-2,6.3548143626289189E-2,6.3548143626289189E-2,6.3548143626289189E-2,6.3548143626289189E-2,6.3548143626289189E-2,6.3548143626289189E-2,6.3548143626289189E-2,6.3548143626289189E-2,6.3548143626289189E-2,6.3548143626289189E-2,6.3548143626289189E-2,6.3548143626289189E-2,6.3548143626289189E-2,6.3548143626289189E-2,6.3548143626289189E-2,null,0.82000000000000051,0,0,0,0,0,0,0,0,0,0,0,0,0,0,0,0,0,0,0,0]
[null,null,84,0.83000000000000052,6.3984283317228635E-2,6.3984283317228635E-2,6.3984283317228635E-2,6.3984283317228635E-2,6.3984283317228635E-2,6.3984283317228635E-2,6.3984283317228635E-2,6.3984283317228635E-2,6.3984283317228635E-2,6.3984283317228635E-2,6.3984283317228635E-2,6.3984283317228635E-2,6.3984283317228635E-2,6.3984283317228635E-2,6.3984283317228635E-2,6.3984283317228635E-2,6.3984283317228635E-2,6.3984283317228635E-2,6.3984283317228635E-2,6.3984283317228635E-2,null,0.83000000000000052,0,0,0,0,0,0,0,0,0,0,0,0,0,0,0,0,0,0,0,0]
[null,null,85,0.84000000000000052,6.4419906015362016E-2,6.4419906015362016E-2,6.4419906015362016E-2,6.4419906015362016E-2,6.4419906015362016E-2,6.4419906015362016E-2,6.4419906015362016E-2,6.4419906015362016E-2,6.4419906015362016E-2,6.4419906015362016E-2,6.4419906015362016E-2,6.4419906015362016E-2,6.4419906015362016E-2,6.4419906015362016E-2,6.4419906015362016E-2,6.4419906015362016E-2,6.4419906015362016E-2,6.4419906015362016E-2,6.4419906015362016E-2,6.4419906015362016E-2,null,0.84000000000000052,0,0,0,0,0,0,0,0,0,0,0,0,0,0,0,0,0,0,0,0]
[null,null,86,0.85000000000000053,6.4855017498554435E-2,6.4855017498554435E-2,6.4855017498554435E-2,6.4855017498554435E-2,6.4855017498554435E-2,6.4855017498554435E-2,6.4855017498554435E-2,6.4855017498554435E-2,6.4855017498554435E-2,6.4855017498554435E-2,6.4855017498554435E-2,6.4855017498554435E-2,6.4855017498554435E-2,6.4855017498554435E-2,6.4855017498554435E-2,6.4855017498554435E-2,6.4855017498554435E-2,6.4855017498554435E-2,6.4855017498554435E-2,6.4855017498554435E-2,null,0.85000000000000053,0,0,0,0,0,0,0,0,0,0,0,0,0,0,0,0,0,0,0,0]
[null,null,87,0.86000000000000054,6.5289623555017107E-2,6.5289623555017107E-2,6.5289623555017107E-2,6.5289623555017107E-2,6.5289623555017107E-2,6.5289623555017107E-2,6.5289623555017107E-2,6.5289623555017107E-2,6.5289623555017107E-2,6.5289623555017107E-2,6.5289623555017107E-2,6.5289623555017107E-2,6.5289623555017107E-2,6.5289623555017107E-2,6.5289623555017107E-2,6.5289623555017107E-2,6.5289623555017107E-2,6.5289623555017107E-2,6.5289623555017107E-2,6.5289623555017107E-2,null,0.86000000000000054,0,0,0,0,0,0,0,0,0,0,0,0,0,0,0,0,0,0,0,0]
[null,null,88,0.87000000000000055,6.5723729983307139E-2,6.5723729983307139E-2,6.5723729983307139E-2,6.5723729983307139E-2,6.5723729983307139E-2,6.5723729983307139E-2,6.5723729983307139E-2,6.5723729983307139E-2,6.5723729983307139E-2,6.5723729983307139E-2,6.5723729983307139E-2,6.5723729983307139E-2,6.5723729983307139E-2,6.5723729983307139E-2,6.5723729983307139E-2,6.5723729983307139E-2,6.5723729983307139E-2,6.5723729983307139E-2,6.5723729983307139E-2,6.5723729983307139E-2,null,0.87000000000000055,0,0,0,0,0,0,0,0,0,0,0,0,0,0,0,0,0,0,0,0]
[null,null,89,0.88000000000000056,6.6157342592327723E-2,6.6157342592327723E-2,6.6157342592327723E-2,6.6157342592327723E-2,6.6157342592327723E-2,6.6157342592327723E-2,6.6157342592327723E-2,6.6157342592327723E-2,6.6157342592327723E-2,6.6157342592327723E-2,6.6157342592327723E-2,6.6157342592327723E-2,6.6157342592327723E-2,6.6157342592327723E-2,6.6157342592327723E-2,6.6157342592327723E-2,6.6157342592327723E-2,6.6157342592327723E-2,6.6157342592327723E-2,6.6157342592327723E-2,null,0.88000000000000056,0,0,0,0,0,0,0,0,0,0,0,0,0,0,0,0,0,0,0,0]
[null,null,90,0.89000000000000057,6.6590467201327969E-2,6.6590467201327969E-2,6.6590467201327969E-2,6.6590467201327969E-2,6.6590467201327969E-2,6.6590467201327969E-2,6.6590467201327969E-2,6.6590467201327969E-2,6.6590467201327969E-2,6.6590467201327969E-2,6.6590467201327969E-2,6.6590467201327969E-2,6.6590467201327969E-2,6.6590467201327969E-2,6.6590467201327969E-2,6.6590467201327969E-2,6.6590467201327969E-2,6.6590467201327969E-2,6.6590467201327969E-2,6.6590467201327969E-2,null,0.89000000000000057,0,0,0,0,0,0,0,0,0,0,0,0,0,0,0,0,0,0,0,0]
[null,null,91,0.90000000000000058,6.7023109639903017E-2,6.7023109639903017E-2,6.7023109639903017E-2,6.7023109639903017E-2,6.7023109639903017E-2,6.7023109639903017E-2,6.7023109639903017E-2,6.7023109639903017E-2,6.7023109639903017E-2,6.7023109639903017E-2,6.7023109639903017E-2,6.7023109639903017E-2,6.7023109639903017E-2,6.7023109639903017E-2,6.7023109639903017E-2,6.7023109639903017E-2,6.7023109639903017E-2,6.7023109639903017E-2,6.7023109639903017E-2,6.7023109639903017E-2,null,0.90000000000000058,0,0,0,0,0,0,0,0,0,0,0,0,0,0,0,0,0,0,0,0]
[null,null,92,0.91000000000000059,6.7455275747994009E-2,6.7455275747994009E-2,6.7455275747994009E-2,6.7455275747994009E-2,6.7455275747994009E-2,6.7455275747994009E-2,6.7455275747994009E-2,6.7455275747994009E-2,6.7455275747994009E-2,6.7455275747994009E-2,6.7455275747994009E-2,6.7455275747994009E-2,6.7455275747994009E-2,6.7455275747994009E-2,6.7455275747994009E-2,6.7455275747994009E-2,6.7455275747994009E-2,6.7455275747994009E-2,6.7455275747994009E-2,6.7455275747994009E-2,null,0.91000000000000059,0,0,0,0,0,0,0,0,0,0,0,0,0,0,0,0,0,0,0,0]
[null,null,93,0.9200000000000006,6.7886971375888061E-2,6.7886971375888061E-2,6.7886971375888061E-2,6.7886971375888061E-2,6.7886971375888061E-2,6.7886971375888061E-2,6.7886971375888061E-2,6.7886971375888061E-2,6.7886971375888061E-2,6.7886971375888061E-2,6.7886971375888061E-2,6.7886971375888061E-2,6.7886971375888061E-2,6.7886971375888061E-2,6.7886971375888061E-2,6.7886971375888061E-2,6.7886971375888061E-2,6.7886971375888061E-2,6.7886971375888061E-2,6.7886971375888061E-2,null,0.9200000000000006,0,0,0,0,0,0,0,0,0,0,0,0,0,0,0,0,0,0,0,0]
[null,null,94,0.9300000000000006,6.8318202384218263E-2,6.8318202384218263E-2,6.8318202384218263E-2,6.8318202384218263E-2,6.8318202384218263E-2,6.8318202384218263E-2,6.8318202384218263E-2,6.8318202384218263E-2,6.8318202384218263E-2,6.8318202384218263E-2,6.8318202384218263E-2,6.8318202384218263E-2,6.8318202384218263E-2,6.8318202384218263E-2,6.8318202384218263E-2,6.8318202384218263E-2,6.8318202384218263E-2,6.8318202384218263E-2,6.8318202384218263E-2,6.8318202384218263E-2,null,0.9300000000000006,0,0,0,0,0,0,0,0,0,0,0,0,0,0,0,0,0,0,0,0]
[null,null,95,0.94000000000000061,6.8748974643963734E-2,6.8748974643963734E-2,6.8748974643963734E-2,6.8748974643963734E-2,6.8748974643963734E-2,6.8748974643963734E-2,6.8748974643963734E-2,6.8748974643963734E-2,6.8748974643963734E-2,6.8748974643963734E-2,6.8748974643963734E-2,6.8748974643963734E-2,6.8748974643963734E-2,6.8748974643963734E-2,6.8748974643963734E-2,6.8748974643963734E-2,6.8748974643963734E-2,6.8748974643963734E-2,6.8748974643963734E-2,6.8748974643963734E-2,null,0.94000000000000061,0,0,0,0,0,0,0,0,0,0,0,0,0,0,0,0,0,0,0,0]
[null,null,96,0.95000000000000062,6.9179294036449582E-2,6.9179294036449582E-2,6.9179294036449582E-2,6.9179294036449582E-2,6.9179294036449582E-2,6.9179294036449582E-2,6.9179294036449582E-2,6.9179294036449582E-2,6.9179294036449582E-2,6.9179294036449582E-2,6.9179294036449582E-2,6.9179294036449582E-2,6.9179294036449582E-2,6.9179294036449582E-2,6.9179294036449582E-2,6.9179294036449582E-2,6.9179294036449582E-2,6.9179294036449582E-2,6.9179294036449582E-2,6.9179294036449582E-2,null,0.95000000000000062,0,0,0,0,0,0,0,0,0,0,0,0,0,0,0,0,0,0,0,0]
[null,null,97,0.96000000000000063,6.9609166453346888E-2,6.9609166453346888E-2,6.9609166453346888E-2,6.9609166453346888E-2,6.9609166453346888E-2,6.9609166453346888E-2,6.9609166453346888E-2,6.9609166453346888E-2,6.9609166453346888E-2,6.9609166453346888E-2,6.9609166453346888E-2,6.9609166453346888E-2,6.9609166453346888E-2,6.9609166453346888E-2,6.9609166453346888E-2,6.9609166453346888E-2,6.9609166453346888E-2,6.9609166453346888E-2,6.9609166453346888E-2,6.9609166453346888E-2,null,0.96000000000000063,0,0,0,0,0,0,0,0,0,0,0,0,0,0,0,0,0,0,0,0]
[null,null,98,0.97000000000000064,7.0038597796672736E-2,7.0038597796672736E-2,7.0038597796672736E-2,7.0038597796672736E-2,7.0038597796672736E-2,7.0038597796672736E-2,7.0038597796672736E-2,7.0038597796672736E-2,7.0038597796672736E-2,7.0038597796672736E-2,7.0038597796672736E-2,7.0038597796672736E-2,7.0038597796672736E-2,7.0038597796672736E-2,7.0038597796672736E-2,7.0038597796672736E-2,7.0038597796672736E-2,7.0038597796672736E-2,7.0038597796672736E-2,7.0038597796672736E-2,null,0.97000000000000064,0,0,0,0,0,0,0,0,0,0,0,0,0,0,0,0,0,0,0,0]
[null,null,99,0.98000000000000065,7.0467593978790211E-2,7.0467593978790211E-2,7.0467593978790211E-2,7.0467593978790211E-2,7.0467593978790211E-2,7.0467593978790211E-2,7.0467593978790211E-2,7.0467593978790211E-2,7.0467593978790211E-2,7.0467593978790211E-2,7.0467593978790211E-2,7.0467593978790211E-2,7.0467593978790211E-2,7.0467593978790211E-2,7.0467593978790211E-2,7.0467593978790211E-2,7.0467593978790211E-2,7.0467593978790211E-2,7.0467593978790211E-2,7.0467593978790211E-2,null,0.98000000000000065,0,0,0,0,0,0,0,0,0,0,0,0,0,0,0,0,0,0,0,0]
[null,null,100,0.99000000000000066,7.0896160922408386E-2,7.0896160922408386E-2,7.0896160922408386E-2,7.0896160922408386E-2,7.0896160922408386E-2,7.0896160922408386E-2,7.0896160922408386E-2,7.0896160922408386E-2,7.0896160922408386E-2,7.0896160922408386E-2,7.0896160922408386E-2,7.0896160922408386E-2,7.0896160922408386E-2,7.0896160922408386E-2,7.0896160922408386E-2,7.0896160922408386E-2,7.0896160922408386E-2,7.0896160922408386E-2,7.0896160922408386E-2,7.0896160922408386E-2,null,0.99000000000000066,0,0,0,0,0,0,0,0,0,0,0,0,0,0,0,0,0,0,0,0]
[null,null,101,1.0000000000000007,7.1324304560582308E-2,7.1324304560582308E-2,7.1324304560582308E-2,7.1324304560582308E-2,7.1324304560582308E-2,7.1324304560582308E-2,7.1324304560582308E-2,7.1324304560582308E-2,7.1324304560582308E-2,7.1324304560582308E-2,7.1324304560582308E-2,7.1324304560582308E-2,7.1324304560582308E-2,7.1324304560582308E-2,7.1324304560582308E-2,7.1324304560582308E-2,7.1324304560582308E-2,7.1324304560582308E-2,7.1324304560582308E-2,7.1324304560582308E-2,null,1.0000000000000007,0,0,0,0,0,0,0,0,0,0,0,0,0,0,0,0,0,0,0,0]
[null,null,102,1.0100000000000007,7.175203083671304E-2,7.175203083671304E-2,7.175203083671304E-2,7.175203083671304E-2,7.175203083671304E-2,7.175203083671304E-2,7.175203083671304E-2,7.175203083671304E-2,7.175203083671304E-2,7.175203083671304E-2,7.175203083671304E-2,7.175203083671304E-2,7.175203083671304E-2,7.175203083671304E-2,7.175203083671304E-2,7.175203083671304E-2,7.175203083671304E-2,7.175203083671304E-2,7.175203083671304E-2,7.175203083671304E-2,null,1.0100000000000007,0,0,0,0,0,0,0,0,0,0,0,0,0,0,0,0,0,0,0,0]
[null,null,103,1.0200000000000007,7.2179345704547634E-2,7.2179345704547634E-2,7.2179345704547634E-2,7.2179345704547634E-2,7.2179345704547634E-2,7.2179345704547634E-2,7.2179345704547634E-2,7.2179345704547634E-2,7.2179345704547634E-2,7.2179345704547634E-2,7.2179345704547634E-2,7.2179345704547634E-2,7.2179345704547634E-2,7.2179345704547634E-2,7.2179345704547634E-2,7.2179345704547634E-2,7.2179345704547634E-2,7.2179345704547634E-2,7.2179345704547634E-2,7.2179345704547634E-2,null,1.0200000000000007,0,0,0,0,0,0,0,0,0,0,0,0,0,0,0,0,0,0,0,0]
[null,null,104,1.0300000000000007,7.2606255128179129E-2,7.2606255128179129E-2,7.2606255128179129E-2,7.2606255128179129E-2,7.2606255128179129E-2,7.2606255128179129E-2,7.2606255128179129E-2,7.2606255128179129E-2,7.2606255128179129E-2,7.2606255128179129E-2,7.2606255128179129E-2,7.2606255128179129E-2,7.2606255128179129E-2,7.2606255128179129E-2,7.2606255128179129E-2,7.2606255128179129E-2,7.2606255128179129E-2,7.2606255128179129E-2,7.2606255128179129E-2,7.2606255128179129E-2,null,1.0300000000000007,0,0,0,0,0,0,0,0,0,0,0,0,0,0,0,0,0,0,0,0]
[null,null,105,1.0400000000000007,7.3032765082046563E-2,7.3032765082046563E-2,7.3032765082046563E-2,7.3032765082046563E-2,7.3032765082046563E-2,7.3032765082046563E-2,7.3032765082046563E-2,7.3032765082046563E-2,7.3032765082046563E-2,7.3032765082046563E-2,7.3032765082046563E-2,7.3032765082046563E-2,7.3032765082046563E-2,7.3032765082046563E-2,7.3032765082046563E-2,7.3032765082046563E-2,7.3032765082046563E-2,7.3032765082046563E-2,7.3032765082046563E-2,7.3032765082046563E-2,null,1.0400000000000007,0,0,0,0,0,0,0,0,0,0,0,0,0,0,0,0,0,0,0,0]
[null,null,106,1.0500000000000007,7.3458881550934968E-2,7.3458881550934968E-2,7.3458881550934968E-2,7.3458881550934968E-2,7.3458881550934968E-2,7.3458881550934968E-2,7.3458881550934968E-2,7.3458881550934968E-2,7.3458881550934968E-2,7.3458881550934968E-2,7.3458881550934968E-2,7.3458881550934968E-2,7.3458881550934968E-2,7.3458881550934968E-2,7.3458881550934968E-2,7.3458881550934968E-2,7.3458881550934968E-2,7.3458881550934968E-2,7.3458881550934968E-2,7.3458881550934968E-2,null,1.0500000000000007,0,0,0,0,0,0,0,0,0,0,0,0,0,0,0,0,0,0,0,0]
[null,null,107,1.0600000000000007,7.3884610529975359E-2,7.3884610529975359E-2,7.3884610529975359E-2,7.3884610529975359E-2,7.3884610529975359E-2,7.3884610529975359E-2,7.3884610529975359E-2,7.3884610529975359E-2,7.3884610529975359E-2,7.3884610529975359E-2,7.3884610529975359E-2,7.3884610529975359E-2,7.3884610529975359E-2,7.3884610529975359E-2,7.3884610529975359E-2,7.3884610529975359E-2,7.3884610529975359E-2,7.3884610529975359E-2,7.3884610529975359E-2,7.3884610529975359E-2,null,1.0600000000000007,0,0,0,0,0,0,0,0,0,0,0,0,0,0,0,0,0,0,0,0]
[null,null,108,1.0700000000000007,7.430995802464474E-2,7.430995802464474E-2,7.430995802464474E-2,7.430995802464474E-2,7.430995802464474E-2,7.430995802464474E-2,7.430995802464474E-2,7.430995802464474E-2,7.430995802464474E-2,7.430995802464474E-2,7.430995802464474E-2,7.430995802464474E-2,7.430995802464474E-2,7.430995802464474E-2,7.430995802464474E-2,7.430995802464474E-2,7.430995802464474E-2,7.430995802464474E-2,7.430995802464474E-2,7.430995802464474E-2,null,1.0700000000000007,0,0,0,0,0,0,0,0,0,0,0,0,0,0,0,0,0,0,0,0]
[null,null,109,1.0800000000000007,7.4734930050766132E-2,7.4734930050766132E-2,7.4734930050766132E-2,7.4734930050766132E-2,7.4734930050766132E-2,7.4734930050766132E-2,7.4734930050766132E-2,7.4734930050766132E-2,7.4734930050766132E-2,7.4734930050766132E-2,7.4734930050766132E-2,7.4734930050766132E-2,7.4734930050766132E-2,7.4734930050766132E-2,7.4734930050766132E-2,7.4734930050766132E-2,7.4734930050766132E-2,7.4734930050766132E-2,7.4734930050766132E-2,7.4734930050766132E-2,null,1.0800000000000007,0,0,0,0,0,0,0,0,0,0,0,0,0,0,0,0,0,0,0,0]
[null,null,110,1.0900000000000007,7.515953263450853E-2,7.515953263450853E-2,7.515953263450853E-2,7.515953263450853E-2,7.515953263450853E-2,7.515953263450853E-2,7.515953263450853E-2,7.515953263450853E-2,7.515953263450853E-2,7.515953263450853E-2,7.515953263450853E-2,7.515953263450853E-2,7.515953263450853E-2,7.515953263450853E-2,7.515953263450853E-2,7.515953263450853E-2,7.515953263450853E-2,7.515953263450853E-2,7.515953263450853E-2,7.515953263450853E-2,null,1.0900000000000007,0,0,0,0,0,0,0,0,0,0,0,0,0,0,0,0,0,0,0,0]
[null,null,111,1.1000000000000008,7.558377181238693E-2,7.558377181238693E-2,7.558377181238693E-2,7.558377181238693E-2,7.558377181238693E-2,7.558377181238693E-2,7.558377181238693E-2,7.558377181238693E-2,7.558377181238693E-2,7.558377181238693E-2,7.558377181238693E-2,7.558377181238693E-2,7.558377181238693E-2,7.558377181238693E-2,7.558377181238693E-2,7.558377181238693E-2,7.558377181238693E-2,7.558377181238693E-2,7.558377181238693E-2,7.558377181238693E-2,null,1.1000000000000008,0,0,0,0,0,0,0,0,0,0,0,0,0,0,0,0,0,0,0,0]
[null,null,112,1.1100000000000008,7.6007653631262301E-2,7.6007653631262301E-2,7.6007653631262301E-2,7.6007653631262301E-2,7.6007653631262301E-2,7.6007653631262301E-2,7.6007653631262301E-2,7.6007653631262301E-2,7.6007653631262301E-2,7.6007653631262301E-2,7.6007653631262301E-2,7.6007653631262301E-2,7.6007653631262301E-2,7.6007653631262301E-2,7.6007653631262301E-2,7.6007653631262301E-2,7.6007653631262301E-2,7.6007653631262301E-2,7.6007653631262301E-2,7.6007653631262301E-2,null,1.1100000000000008,0,0,0,0,0,0,0,0,0,0,0,0,0,0,0,0,0,0,0,0]
[null,null,113,1.1200000000000008,7.6431184148341658E-2,7.6431184148341658E-2,7.6431184148341658E-2,7.6431184148341658E-2,7.6431184148341658E-2,7.6431184148341658E-2,7.6431184148341658E-2,7.6431184148341658E-2,7.6431184148341658E-2,7.6431184148341658E-2,7.6431184148341658E-2,7.6431184148341658E-2,7.6431184148341658E-2,7.6431184148341658E-2,7.6431184148341658E-2,7.6431184148341658E-2,7.6431184148341658E-2,7.6431184148341658E-2,7.6431184148341658E-2,7.6431184148341658E-2,null,1.1200000000000008,0,0,0,0,0,0,0,0,0,0,0,0,0,0,0,0,0,0,0,0]
[null,null,114,1.1300000000000008,7.6854369431177932E-2,7.6854369431177932E-2,7.6854369431177932E-2,7.6854369431177932E-2,7.6854369431177932E-2,7.6854369431177932E-2,7.6854369431177932E-2,7.6854369431177932E-2,7.6854369431177932E-2,7.6854369431177932E-2,7.6854369431177932E-2,7.6854369431177932E-2,7.6854369431177932E-2,7.6854369431177932E-2,7.6854369431177932E-2,7.6854369431177932E-2,7.6854369431177932E-2,7.6854369431177932E-2,7.6854369431177932E-2,7.6854369431177932E-2,null,1.1300000000000008,0,0,0,0,0,0,0,0,0,0,0,0,0,0,0,0,0,0,0,0]
[null,null,115,1.1400000000000008,7.7277215557670115E-2,7.7277215557670115E-2,7.7277215557670115E-2,7.7277215557670115E-2,7.7277215557670115E-2,7.7277215557670115E-2,7.7277215557670115E-2,7.7277215557670115E-2,7.7277215557670115E-2,7.7277215557670115E-2,7.7277215557670115E-2,7.7277215557670115E-2,7.7277215557670115E-2,7.7277215557670115E-2,7.7277215557670115E-2,7.7277215557670115E-2,7.7277215557670115E-2,7.7277215557670115E-2,7.7277215557670115E-2,7.7277215557670115E-2,null,1.1400000000000008,0,0,0,0,0,0,0,0,0,0,0,0,0,0,0,0,0,0,0,0]
[null,null,116,1.1500000000000008,7.7699728616063155E-2,7.7699728616063155E-2,7.7699728616063155E-2,7.7699728616063155E-2,7.7699728616063155E-2,7.7699728616063155E-2,7.7699728616063155E-2,7.7699728616063155E-2,7.7699728616063155E-2,7.7699728616063155E-2,7.7699728616063155E-2,7.7699728616063155E-2,7.7699728616063155E-2,7.7699728616063155E-2,7.7699728616063155E-2,7.7699728616063155E-2,7.7699728616063155E-2,7.7699728616063155E-2,7.7699728616063155E-2,7.7699728616063155E-2,null,1.1500000000000008,0,0,0,0,0,0,0,0,0,0,0,0,0,0,0,0,0,0,0,0]
[null,null,117,1.1600000000000008,7.8121914704948003E-2,7.8121914704948003E-2,7.8121914704948003E-2,7.8121914704948003E-2,7.8121914704948003E-2,7.8121914704948003E-2,7.8121914704948003E-2,7.8121914704948003E-2,7.8121914704948003E-2,7.8121914704948003E-2,7.8121914704948003E-2,7.8121914704948003E-2,7.8121914704948003E-2,7.8121914704948003E-2,7.8121914704948003E-2,7.8121914704948003E-2,7.8121914704948003E-2,7.8121914704948003E-2,7.8121914704948003E-2,7.8121914704948003E-2,null,1.1600000000000008,0,0,0,0,0,0,0,0,0,0,0,0,0,0,0,0,0,0,0,0]
[null,null,118,1.1700000000000008,7.8543779933261587E-2,7.8543779933261587E-2,7.8543779933261587E-2,7.8543779933261587E-2,7.8543779933261587E-2,7.8543779933261587E-2,7.8543779933261587E-2,7.8543779933261587E-2,7.8543779933261587E-2,7.8543779933261587E-2,7.8543779933261587E-2,7.8543779933261587E-2,7.8543779933261587E-2,7.8543779933261587E-2,7.8543779933261587E-2,7.8543779933261587E-2,7.8543779933261587E-2,7.8543779933261587E-2,7.8543779933261587E-2,7.8543779933261587E-2,null,1.1700000000000008,0,0,0,0,0,0,0,0,0,0,0,0,0,0,0,0,0,0,0,0]
[null,null,119,1.1800000000000008,7.8965330420286875E-2,7.8965330420286875E-2,7.8965330420286875E-2,7.8965330420286875E-2,7.8965330420286875E-2,7.8965330420286875E-2,7.8965330420286875E-2,7.8965330420286875E-2,7.8965330420286875E-2,7.8965330420286875E-2,7.8965330420286875E-2,7.8965330420286875E-2,7.8965330420286875E-2,7.8965330420286875E-2,7.8965330420286875E-2,7.8965330420286875E-2,7.8965330420286875E-2,7.8965330420286875E-2,7.8965330420286875E-2,7.8965330420286875E-2,null,1.1800000000000008,0,0,0,0,0,0,0,0,0,0,0,0,0,0,0,0,0,0,0,0]
[null,null,120,1.1900000000000008,7.9386572295652769E-2,7.9386572295652769E-2,7.9386572295652769E-2,7.9386572295652769E-2,7.9386572295652769E-2,7.9386572295652769E-2,7.9386572295652769E-2,7.9386572295652769E-2,7.9386572295652769E-2,7.9386572295652769E-2,7.9386572295652769E-2,7.9386572295652769E-2,7.9386572295652769E-2,7.9386572295652769E-2,7.9386572295652769E-2,7.9386572295652769E-2,7.9386572295652769E-2,7.9386572295652769E-2,7.9386572295652769E-2,7.9386572295652769E-2,null,1.1900000000000008,0,0,0,0,0,0,0,0,0,0,0,0,0,0,0,0,0,0,0,0]
[null,null,121,1.2000000000000008,7.9807511699334199E-2,7.9807511699334199E-2,7.9807511699334199E-2,7.9807511699334199E-2,7.9807511699334199E-2,7.9807511699334199E-2,7.9807511699334199E-2,7.9807511699334199E-2,7.9807511699334199E-2,7.9807511699334199E-2,7.9807511699334199E-2,7.9807511699334199E-2,7.9807511699334199E-2,7.9807511699334199E-2,7.9807511699334199E-2,7.9807511699334199E-2,7.9807511699334199E-2,7.9807511699334199E-2,7.9807511699334199E-2,7.9807511699334199E-2,null,1.2000000000000008,0,0,0,0,0,0,0,0,0,0,0,0,0,0,0,0,0,0,0,0]
[null,null,122,1.2100000000000009,8.0228154781652072E-2,8.0228154781652072E-2,8.0228154781652072E-2,8.0228154781652072E-2,8.0228154781652072E-2,8.0228154781652072E-2,8.0228154781652072E-2,8.0228154781652072E-2,8.0228154781652072E-2,8.0228154781652072E-2,8.0228154781652072E-2,8.0228154781652072E-2,8.0228154781652072E-2,8.0228154781652072E-2,8.0228154781652072E-2,8.0228154781652072E-2,8.0228154781652072E-2,8.0228154781652072E-2,8.0228154781652072E-2,8.0228154781652072E-2,null,1.2100000000000009,0,0,0,0,0,0,0,0,0,0,0,0,0,0,0,0,0,0,0,0]
[null,null,123,1.2200000000000009,8.0648507703273323E-2,8.0648507703273323E-2,8.0648507703273323E-2,8.0648507703273323E-2,8.0648507703273323E-2,8.0648507703273323E-2,8.0648507703273323E-2,8.0648507703273323E-2,8.0648507703273323E-2,8.0648507703273323E-2,8.0648507703273323E-2,8.0648507703273323E-2,8.0648507703273323E-2,8.0648507703273323E-2,8.0648507703273323E-2,8.0648507703273323E-2,8.0648507703273323E-2,8.0648507703273323E-2,8.0648507703273323E-2,8.0648507703273323E-2,null,1.2200000000000009,0,0,0,0,0,0,0,0,0,0,0,0,0,0,0,0,0,0,0,0]
[null,null,124,1.2300000000000009,8.1068576635210832E-2,8.1068576635210832E-2,8.1068576635210832E-2,8.1068576635210832E-2,8.1068576635210832E-2,8.1068576635210832E-2,8.1068576635210832E-2,8.1068576635210832E-2,8.1068576635210832E-2,8.1068576635210832E-2,8.1068576635210832E-2,8.1068576635210832E-2,8.1068576635210832E-2,8.1068576635210832E-2,8.1068576635210832E-2,8.1068576635210832E-2,8.1068576635210832E-2,8.1068576635210832E-2,8.1068576635210832E-2,8.1068576635210832E-2,null,1.2300000000000009,0,0,0,0,0,0,0,0,0,0,0,0,0,0,0,0,0,0,0,0]
[null,null,125,1.2400000000000009,8.1488367758823482E-2,8.1488367758823482E-2,8.1488367758823482E-2,8.1488367758823482E-2,8.1488367758823482E-2,8.1488367758823482E-2,8.1488367758823482E-2,8.1488367758823482E-2,8.1488367758823482E-2,8.1488367758823482E-2,8.1488367758823482E-2,8.1488367758823482E-2,8.1488367758823482E-2,8.1488367758823482E-2,8.1488367758823482E-2,8.1488367758823482E-2,8.1488367758823482E-2,8.1488367758823482E-2,8.1488367758823482E-2,8.1488367758823482E-2,null,1.2400000000000009,0,0,0,0,0,0,0,0,0,0,0,0,0,0,0,0,0,0,0,0]
[null,null,126,1.2500000000000009,8.1907887265816187E-2,8.1907887265816187E-2,8.1907887265816187E-2,8.1907887265816187E-2,8.1907887265816187E-2,8.1907887265816187E-2,8.1907887265816187E-2,8.1907887265816187E-2,8.1907887265816187E-2,8.1907887265816187E-2,8.1907887265816187E-2,8.1907887265816187E-2,8.1907887265816187E-2,8.1907887265816187E-2,8.1907887265816187E-2,8.1907887265816187E-2,8.1907887265816187E-2,8.1907887265816187E-2,8.1907887265816187E-2,8.1907887265816187E-2,null,1.2500000000000009,0,0,0,0,0,0,0,0,0,0,0,0,0,0,0,0,0,0,0,0]
[null,null,127,1.2600000000000009,8.2327141358239819E-2,8.2327141358239819E-2,8.2327141358239819E-2,8.2327141358239819E-2,8.2327141358239819E-2,8.2327141358239819E-2,8.2327141358239819E-2,8.2327141358239819E-2,8.2327141358239819E-2,8.2327141358239819E-2,8.2327141358239819E-2,8.2327141358239819E-2,8.2327141358239819E-2,8.2327141358239819E-2,8.2327141358239819E-2,8.2327141358239819E-2,8.2327141358239819E-2,8.2327141358239819E-2,8.2327141358239819E-2,8.2327141358239819E-2,null,1.2600000000000009,0,0,0,0,0,0,0,0,0,0,0,0,0,0,0,0,0,0,0,0]
[null,null,128,1.2700000000000009,8.2746136248491226E-2,8.2746136248491226E-2,8.2746136248491226E-2,8.2746136248491226E-2,8.2746136248491226E-2,8.2746136248491226E-2,8.2746136248491226E-2,8.2746136248491226E-2,8.2746136248491226E-2,8.2746136248491226E-2,8.2746136248491226E-2,8.2746136248491226E-2,8.2746136248491226E-2,8.2746136248491226E-2,8.2746136248491226E-2,8.2746136248491226E-2,8.2746136248491226E-2,8.2746136248491226E-2,8.2746136248491226E-2,8.2746136248491226E-2,null,1.2700000000000009,0,0,0,0,0,0,0,0,0,0,0,0,0,0,0,0,0,0,0,0]
[null,null,129,1.2800000000000009,8.316487815931331E-2,8.316487815931331E-2,8.316487815931331E-2,8.316487815931331E-2,8.316487815931331E-2,8.316487815931331E-2,8.316487815931331E-2,8.316487815931331E-2,8.316487815931331E-2,8.316487815931331E-2,8.316487815931331E-2,8.316487815931331E-2,8.316487815931331E-2,8.316487815931331E-2,8.316487815931331E-2,8.316487815931331E-2,8.316487815931331E-2,8.316487815931331E-2,8.316487815931331E-2,8.316487815931331E-2,null,1.2800000000000009,0,0,0,0,0,0,0,0,0,0,0,0,0,0,0,0,0,0,0,0]
[null,null,130,{"$f":"D173+0.01","v":1.2900000000000009},{"$f":"IF(AD$16=0,0,IF(E$36*$D174^4  +    E$37*$D174^3   +    E$38*$D174^2    +    E$39*$D174   +    E$40>1,1,E$36*$D174^4  +    E$37*$D174^3   +    E$38*$D174^2    +    E$39*$D174   +    E$40))","v":8.3583373323794896E-2},{"$f":"IF(AE$16=0,0,IF(F$36*$D174^4  +    F$37*$D174^3   +    F$38*$D174^2    +    F$39*$D174   +    F$40>1,1,F$36*$D174^4  +    F$37*$D174^3   +    F$38*$D174^2    +    F$39*$D174   +    F$40))","v":8.3583373323794896E-2},{"$f":"IF(AF$16=0,0,IF(G$36*$D174^4  +    G$37*$D174^3   +    G$38*$D174^2    +    G$39*$D174   +    G$40>1,1,G$36*$D174^4  +    G$37*$D174^3   +    G$38*$D174^2    +    G$39*$D174   +    G$40))","v":8.3583373323794896E-2},{"$f":"IF(AG$16=0,0,IF(H$36*$D174^4  +    H$37*$D174^3   +    H$38*$D174^2    +    H$39*$D174   +    H$40>1,1,H$36*$D174^4  +    H$37*$D174^3   +    H$38*$D174^2    +    H$39*$D174   +    H$40))","v":8.3583373323794896E-2},8.3583373323794896E-2,8.3583373323794896E-2,8.3583373323794896E-2,8.3583373323794896E-2,8.3583373323794896E-2,8.3583373323794896E-2,8.3583373323794896E-2,8.3583373323794896E-2,8.3583373323794896E-2,8.3583373323794896E-2,8.3583373323794896E-2,8.3583373323794896E-2,8.3583373323794896E-2,8.3583373323794896E-2,8.3583373323794896E-2,8.3583373323794896E-2,null,{"$f":"Z173+0.01","v":1.2900000000000009},{"$f":"IF(AA$43<>0,INDEX(E$45:E$1045, MATCH($Z174*(AA$43/24), $D$45:$D$1045)), 0)","v":0},{"$f":"IF(AB$43<>0,INDEX(F$45:F$1045, MATCH($Z174*(AB$43/24), $D$45:$D$1045)), 0)","v":0},{"$f":"IF(AC$43<>0,INDEX(G$45:G$1045, MATCH($Z174*(AC$43/24), $D$45:$D$1045)), 0)","v":0},{"$f":"IF(AD$43<>0,INDEX(H$45:H$1045, MATCH($Z174*(AD$43/24), $D$45:$D$1045)), 0)","v":0},{"$f":"IF(AE$43<>0,INDEX(I$45:I$1045, MATCH($Z174*(AE$43/24), $D$45:$D$1045)), 0)","v":0},{"$f":"IF(AF$43<>0,INDEX(J$45:J$1045, MATCH($Z174*(AF$43/24), $D$45:$D$1045)), 0)","v":0},{"$f":"IF(AG$43<>0,INDEX(K$45:K$1045, MATCH($Z174*(AG$43/24), $D$45:$D$1045)), 0)","v":0},{"$f":"IF(AH$43<>0,INDEX(L$45:L$1045, MATCH($Z174*(AH$43/24), $D$45:$D$1045)), 0)","v":0},{"$f":"IF(AI$43<>0,INDEX(M$45:M$1045, MATCH($Z174*(AI$43/24), $D$45:$D$1045)), 0)","v":0},{"$f":"IF(AJ$43<>0,INDEX(N$45:N$1045, MATCH($Z174*(AJ$43/24), $D$45:$D$1045)), 0)","v":0},{"$f":"IF(AK$43<>0,INDEX(O$45:O$1045, MATCH($Z174*(AK$43/24), $D$45:$D$1045)), 0)","v":0},{"$f":"IF(AL$43<>0,INDEX(P$45:P$1045, MATCH($Z174*(AL$43/24), $D$45:$D$1045)), 0)","v":0},{"$f":"IF(AM$43<>0,INDEX(Q$45:Q$1045, MATCH($Z174*(AM$43/24), $D$45:$D$1045)), 0)","v":0},{"$f":"IF(AN$43<>0,INDEX(R$45:R$1045, MATCH($Z174*(AN$43/24), $D$45:$D$1045)), 0)","v":0},{"$f":"IF(AO$43<>0,INDEX(S$45:S$1045, MATCH($Z174*(AO$43/24), $D$45:$D$1045)), 0)","v":0},{"$f":"IF(AP$43<>0,INDEX(T$45:T$1045, MATCH($Z174*(AP$43/24), $D$45:$D$1045)), 0)","v":0},{"$f":"IF(AQ$43<>0,INDEX(U$45:U$1045, MATCH($Z174*(AQ$43/24), $D$45:$D$1045)), 0)","v":0},{"$f":"IF(AR$43<>0,INDEX(V$45:V$1045, MATCH($Z174*(AR$43/24), $D$45:$D$1045)), 0)","v":0},{"$f":"IF(AS$43<>0,INDEX(W$45:W$1045, MATCH($Z174*(AS$43/24), $D$45:$D$1045)), 0)","v":0},{"$f":"IF(AT$43<>0,INDEX(X$45:X$1045, MATCH($Z174*(AT$43/24), $D$45:$D$1045)), 0)","v":0}]
[null,null,{"$f":"C174+1","v":131},1.3000000000000009,8.4001627985370864E-2,8.4001627985370864E-2,8.4001627985370864E-2,8.4001627985370864E-2,8.4001627985370864E-2,8.4001627985370864E-2,8.4001627985370864E-2,8.4001627985370864E-2,8.4001627985370864E-2,8.4001627985370864E-2,8.4001627985370864E-2,8.4001627985370864E-2,8.4001627985370864E-2,8.4001627985370864E-2,8.4001627985370864E-2,8.4001627985370864E-2,8.4001627985370864E-2,8.4001627985370864E-2,8.4001627985370864E-2,8.4001627985370864E-2,null,1.3000000000000009,0,0,0,0,0,0,0,0,0,0,0,0,0,0,0,0,0,0,0,0]
[null,null,132,1.3100000000000009,8.4419648397822039E-2,8.4419648397822039E-2,8.4419648397822039E-2,8.4419648397822039E-2,8.4419648397822039E-2,8.4419648397822039E-2,8.4419648397822039E-2,8.4419648397822039E-2,8.4419648397822039E-2,8.4419648397822039E-2,8.4419648397822039E-2,8.4419648397822039E-2,8.4419648397822039E-2,8.4419648397822039E-2,8.4419648397822039E-2,8.4419648397822039E-2,8.4419648397822039E-2,8.4419648397822039E-2,8.4419648397822039E-2,8.4419648397822039E-2,null,1.3100000000000009,0,0,0,0,0,0,0,0,0,0,0,0,0,0,0,0,0,0,0,0]
[null,null,133,1.320000000000001,8.4837440825275265E-2,8.4837440825275265E-2,8.4837440825275265E-2,8.4837440825275265E-2,8.4837440825275265E-2,8.4837440825275265E-2,8.4837440825275265E-2,8.4837440825275265E-2,8.4837440825275265E-2,8.4837440825275265E-2,8.4837440825275265E-2,8.4837440825275265E-2,8.4837440825275265E-2,8.4837440825275265E-2,8.4837440825275265E-2,8.4837440825275265E-2,8.4837440825275265E-2,8.4837440825275265E-2,8.4837440825275265E-2,8.4837440825275265E-2,null,1.320000000000001,0,0,0,0,0,0,0,0,0,0,0,0,0,0,0,0,0,0,0,0]
[null,null,134,1.330000000000001,8.5255011542203357E-2,8.5255011542203357E-2,8.5255011542203357E-2,8.5255011542203357E-2,8.5255011542203357E-2,8.5255011542203357E-2,8.5255011542203357E-2,8.5255011542203357E-2,8.5255011542203357E-2,8.5255011542203357E-2,8.5255011542203357E-2,8.5255011542203357E-2,8.5255011542203357E-2,8.5255011542203357E-2,8.5255011542203357E-2,8.5255011542203357E-2,8.5255011542203357E-2,8.5255011542203357E-2,8.5255011542203357E-2,8.5255011542203357E-2,null,1.330000000000001,0,0,0,0,0,0,0,0,0,0,0,0,0,0,0,0,0,0,0,0]
[null,null,135,1.340000000000001,8.5672366833425176E-2,8.5672366833425176E-2,8.5672366833425176E-2,8.5672366833425176E-2,8.5672366833425176E-2,8.5672366833425176E-2,8.5672366833425176E-2,8.5672366833425176E-2,8.5672366833425176E-2,8.5672366833425176E-2,8.5672366833425176E-2,8.5672366833425176E-2,8.5672366833425176E-2,8.5672366833425176E-2,8.5672366833425176E-2,8.5672366833425176E-2,8.5672366833425176E-2,8.5672366833425176E-2,8.5672366833425176E-2,8.5672366833425176E-2,null,1.340000000000001,0,0,0,0,0,0,0,0,0,0,0,0,0,0,0,0,0,0,0,0]
[null,null,136,1.350000000000001,8.6089512994105513E-2,8.6089512994105513E-2,8.6089512994105513E-2,8.6089512994105513E-2,8.6089512994105513E-2,8.6089512994105513E-2,8.6089512994105513E-2,8.6089512994105513E-2,8.6089512994105513E-2,8.6089512994105513E-2,8.6089512994105513E-2,8.6089512994105513E-2,8.6089512994105513E-2,8.6089512994105513E-2,8.6089512994105513E-2,8.6089512994105513E-2,8.6089512994105513E-2,8.6089512994105513E-2,8.6089512994105513E-2,8.6089512994105513E-2,null,1.350000000000001,0,0,0,0,0,0,0,0,0,0,0,0,0,0,0,0,0,0,0,0]
[null,null,137,1.360000000000001,8.6506456329755177E-2,8.6506456329755177E-2,8.6506456329755177E-2,8.6506456329755177E-2,8.6506456329755177E-2,8.6506456329755177E-2,8.6506456329755177E-2,8.6506456329755177E-2,8.6506456329755177E-2,8.6506456329755177E-2,8.6506456329755177E-2,8.6506456329755177E-2,8.6506456329755177E-2,8.6506456329755177E-2,8.6506456329755177E-2,8.6506456329755177E-2,8.6506456329755177E-2,8.6506456329755177E-2,8.6506456329755177E-2,8.6506456329755177E-2,null,1.360000000000001,0,0,0,0,0,0,0,0,0,0,0,0,0,0,0,0,0,0,0,0]
[null,null,138,1.370000000000001,8.6923203156230977E-2,8.6923203156230977E-2,8.6923203156230977E-2,8.6923203156230977E-2,8.6923203156230977E-2,8.6923203156230977E-2,8.6923203156230977E-2,8.6923203156230977E-2,8.6923203156230977E-2,8.6923203156230977E-2,8.6923203156230977E-2,8.6923203156230977E-2,8.6923203156230977E-2,8.6923203156230977E-2,8.6923203156230977E-2,8.6923203156230977E-2,8.6923203156230977E-2,8.6923203156230977E-2,8.6923203156230977E-2,8.6923203156230977E-2,null,1.370000000000001,0,0,0,0,0,0,0,0,0,0,0,0,0,0,0,0,0,0,0,0]
[null,null,139,1.380000000000001,8.7339759799735711E-2,8.7339759799735711E-2,8.7339759799735711E-2,8.7339759799735711E-2,8.7339759799735711E-2,8.7339759799735711E-2,8.7339759799735711E-2,8.7339759799735711E-2,8.7339759799735711E-2,8.7339759799735711E-2,8.7339759799735711E-2,8.7339759799735711E-2,8.7339759799735711E-2,8.7339759799735711E-2,8.7339759799735711E-2,8.7339759799735711E-2,8.7339759799735711E-2,8.7339759799735711E-2,8.7339759799735711E-2,8.7339759799735711E-2,null,1.380000000000001,0,0,0,0,0,0,0,0,0,0,0,0,0,0,0,0,0,0,0,0]
[null,null,140,1.390000000000001,8.7756132596818151E-2,8.7756132596818151E-2,8.7756132596818151E-2,8.7756132596818151E-2,8.7756132596818151E-2,8.7756132596818151E-2,8.7756132596818151E-2,8.7756132596818151E-2,8.7756132596818151E-2,8.7756132596818151E-2,8.7756132596818151E-2,8.7756132596818151E-2,8.7756132596818151E-2,8.7756132596818151E-2,8.7756132596818151E-2,8.7756132596818151E-2,8.7756132596818151E-2,8.7756132596818151E-2,8.7756132596818151E-2,8.7756132596818151E-2,null,1.390000000000001,0,0,0,0,0,0,0,0,0,0,0,0,0,0,0,0,0,0,0,0]
[null,null,141,1.400000000000001,8.8172327894373084E-2,8.8172327894373084E-2,8.8172327894373084E-2,8.8172327894373084E-2,8.8172327894373084E-2,8.8172327894373084E-2,8.8172327894373084E-2,8.8172327894373084E-2,8.8172327894373084E-2,8.8172327894373084E-2,8.8172327894373084E-2,8.8172327894373084E-2,8.8172327894373084E-2,8.8172327894373084E-2,8.8172327894373084E-2,8.8172327894373084E-2,8.8172327894373084E-2,8.8172327894373084E-2,8.8172327894373084E-2,8.8172327894373084E-2,null,1.400000000000001,0,0,0,0,0,0,0,0,0,0,0,0,0,0,0,0,0,0,0,0]
[null,null,142,1.410000000000001,8.85883520496413E-2,8.85883520496413E-2,8.85883520496413E-2,8.85883520496413E-2,8.85883520496413E-2,8.85883520496413E-2,8.85883520496413E-2,8.85883520496413E-2,8.85883520496413E-2,8.85883520496413E-2,8.85883520496413E-2,8.85883520496413E-2,8.85883520496413E-2,8.85883520496413E-2,8.85883520496413E-2,8.85883520496413E-2,8.85883520496413E-2,8.85883520496413E-2,8.85883520496413E-2,8.85883520496413E-2,null,1.410000000000001,0,0,0,0,0,0,0,0,0,0,0,0,0,0,0,0,0,0,0,0]
[null,null,143,1.420000000000001,8.9004211430209548E-2,8.9004211430209548E-2,8.9004211430209548E-2,8.9004211430209548E-2,8.9004211430209548E-2,8.9004211430209548E-2,8.9004211430209548E-2,8.9004211430209548E-2,8.9004211430209548E-2,8.9004211430209548E-2,8.9004211430209548E-2,8.9004211430209548E-2,8.9004211430209548E-2,8.9004211430209548E-2,8.9004211430209548E-2,8.9004211430209548E-2,8.9004211430209548E-2,8.9004211430209548E-2,8.9004211430209548E-2,8.9004211430209548E-2,null,1.420000000000001,0,0,0,0,0,0,0,0,0,0,0,0,0,0,0,0,0,0,0,0]
[null,null,144,1.430000000000001,8.941991241401058E-2,8.941991241401058E-2,8.941991241401058E-2,8.941991241401058E-2,8.941991241401058E-2,8.941991241401058E-2,8.941991241401058E-2,8.941991241401058E-2,8.941991241401058E-2,8.941991241401058E-2,8.941991241401058E-2,8.941991241401058E-2,8.941991241401058E-2,8.941991241401058E-2,8.941991241401058E-2,8.941991241401058E-2,8.941991241401058E-2,8.941991241401058E-2,8.941991241401058E-2,8.941991241401058E-2,null,1.430000000000001,0,0,0,0,0,0,0,0,0,0,0,0,0,0,0,0,0,0,0,0]
[null,null,145,1.4400000000000011,8.9835461389323176E-2,8.9835461389323176E-2,8.9835461389323176E-2,8.9835461389323176E-2,{"$f":"IF(AH$16=0,0,IF(I$36*$D189^4  +    I$37*$D189^3   +    I$38*$D189^2    +    I$39*$D189   +    I$40>1,1,I$36*$D189^4  +    I$37*$D189^3   +    I$38*$D189^2    +    I$39*$D189   +    I$40))","v":8.9835461389323176E-2},{"$f":"IF(AI$16=0,0,IF(J$36*$D189^4  +    J$37*$D189^3   +    J$38*$D189^2    +    J$39*$D189   +    J$40>1,1,J$36*$D189^4  +    J$37*$D189^3   +    J$38*$D189^2    +    J$39*$D189   +    J$40))","v":8.9835461389323176E-2},{"$f":"IF(AJ$16=0,0,IF(K$36*$D189^4  +    K$37*$D189^3   +    K$38*$D189^2    +    K$39*$D189   +    K$40>1,1,K$36*$D189^4  +    K$37*$D189^3   +    K$38*$D189^2    +    K$39*$D189   +    K$40))","v":8.9835461389323176E-2},{"$f":"IF(AK$16=0,0,IF(L$36*$D189^4  +    L$37*$D189^3   +    L$38*$D189^2    +    L$39*$D189   +    L$40>1,1,L$36*$D189^4  +    L$37*$D189^3   +    L$38*$D189^2    +    L$39*$D189   +    L$40))","v":8.9835461389323176E-2},{"$f":"IF(AL$16=0,0,IF(M$36*$D189^4  +    M$37*$D189^3   +    M$38*$D189^2    +    M$39*$D189   +    M$40>1,1,M$36*$D189^4  +    M$37*$D189^3   +    M$38*$D189^2    +    M$39*$D189   +    M$40))","v":8.9835461389323176E-2},{"$f":"IF(AM$16=0,0,IF(N$36*$D189^4  +    N$37*$D189^3   +    N$38*$D189^2    +    N$39*$D189   +    N$40>1,1,N$36*$D189^4  +    N$37*$D189^3   +    N$38*$D189^2    +    N$39*$D189   +    N$40))","v":8.9835461389323176E-2},{"$f":"IF(AN$16=0,0,IF(O$36*$D189^4  +    O$37*$D189^3   +    O$38*$D189^2    +    O$39*$D189   +    O$40>1,1,O$36*$D189^4  +    O$37*$D189^3   +    O$38*$D189^2    +    O$39*$D189   +    O$40))","v":8.9835461389323176E-2},{"$f":"IF(AO$16=0,0,IF(P$36*$D189^4  +    P$37*$D189^3   +    P$38*$D189^2    +    P$39*$D189   +    P$40>1,1,P$36*$D189^4  +    P$37*$D189^3   +    P$38*$D189^2    +    P$39*$D189   +    P$40))","v":8.9835461389323176E-2},{"$f":"IF(AP$16=0,0,IF(Q$36*$D189^4  +    Q$37*$D189^3   +    Q$38*$D189^2    +    Q$39*$D189   +    Q$40>1,1,Q$36*$D189^4  +    Q$37*$D189^3   +    Q$38*$D189^2    +    Q$39*$D189   +    Q$40))","v":8.9835461389323176E-2},{"$f":"IF(AQ$16=0,0,IF(R$36*$D189^4  +    R$37*$D189^3   +    R$38*$D189^2    +    R$39*$D189   +    R$40>1,1,R$36*$D189^4  +    R$37*$D189^3   +    R$38*$D189^2    +    R$39*$D189   +    R$40))","v":8.9835461389323176E-2},{"$f":"IF(AR$16=0,0,IF(S$36*$D189^4  +    S$37*$D189^3   +    S$38*$D189^2    +    S$39*$D189   +    S$40>1,1,S$36*$D189^4  +    S$37*$D189^3   +    S$38*$D189^2    +    S$39*$D189   +    S$40))","v":8.9835461389323176E-2},{"$f":"IF(AS$16=0,0,IF(T$36*$D189^4  +    T$37*$D189^3   +    T$38*$D189^2    +    T$39*$D189   +    T$40>1,1,T$36*$D189^4  +    T$37*$D189^3   +    T$38*$D189^2    +    T$39*$D189   +    T$40))","v":8.9835461389323176E-2},{"$f":"IF(AT$16=0,0,IF(U$36*$D189^4  +    U$37*$D189^3   +    U$38*$D189^2    +    U$39*$D189   +    U$40>1,1,U$36*$D189^4  +    U$37*$D189^3   +    U$38*$D189^2    +    U$39*$D189   +    U$40))","v":8.9835461389323176E-2},{"$f":"IF(AU$16=0,0,IF(V$36*$D189^4  +    V$37*$D189^3   +    V$38*$D189^2    +    V$39*$D189   +    V$40>1,1,V$36*$D189^4  +    V$37*$D189^3   +    V$38*$D189^2    +    V$39*$D189   +    V$40))","v":8.9835461389323176E-2},{"$f":"IF(AV$16=0,0,IF(W$36*$D189^4  +    W$37*$D189^3   +    W$38*$D189^2    +    W$39*$D189   +    W$40>1,1,W$36*$D189^4  +    W$37*$D189^3   +    W$38*$D189^2    +    W$39*$D189   +    W$40))","v":8.9835461389323176E-2},{"$f":"IF(AW$16=0,0,IF(X$36*$D189^4  +    X$37*$D189^3   +    X$38*$D189^2    +    X$39*$D189   +    X$40>1,1,X$36*$D189^4  +    X$37*$D189^3   +    X$38*$D189^2    +    X$39*$D189   +    X$40))","v":8.9835461389323176E-2},null,1.4400000000000011,0,0,0,0,0,0,0,0,0,0,0,0,0,0,0,0,0,0,0,0]
[null,null,146,1.4500000000000011,9.0250864754772064E-2,9.0250864754772064E-2,9.0250864754772064E-2,9.0250864754772064E-2,9.0250864754772064E-2,9.0250864754772064E-2,9.0250864754772064E-2,9.0250864754772064E-2,9.0250864754772064E-2,9.0250864754772064E-2,9.0250864754772064E-2,9.0250864754772064E-2,9.0250864754772064E-2,9.0250864754772064E-2,9.0250864754772064E-2,9.0250864754772064E-2,9.0250864754772064E-2,9.0250864754772064E-2,9.0250864754772064E-2,9.0250864754772064E-2,null,1.4500000000000011,0,0,0,0,0,0,0,0,0,0,0,0,0,0,0,0,0,0,0,0]
[null,null,147,1.4600000000000011,9.0666128919327973E-2,9.0666128919327973E-2,9.0666128919327973E-2,9.0666128919327973E-2,9.0666128919327973E-2,9.0666128919327973E-2,9.0666128919327973E-2,9.0666128919327973E-2,9.0666128919327973E-2,9.0666128919327973E-2,9.0666128919327973E-2,9.0666128919327973E-2,9.0666128919327973E-2,9.0666128919327973E-2,9.0666128919327973E-2,9.0666128919327973E-2,9.0666128919327973E-2,9.0666128919327973E-2,9.0666128919327973E-2,9.0666128919327973E-2,null,1.4600000000000011,0,0,0,0,0,0,0,0,0,0,0,0,0,0,0,0,0,0,0,0]
[null,null,148,1.4700000000000011,9.1081260302307662E-2,9.1081260302307662E-2,9.1081260302307662E-2,9.1081260302307662E-2,9.1081260302307662E-2,9.1081260302307662E-2,9.1081260302307662E-2,9.1081260302307662E-2,9.1081260302307662E-2,9.1081260302307662E-2,9.1081260302307662E-2,9.1081260302307662E-2,9.1081260302307662E-2,9.1081260302307662E-2,9.1081260302307662E-2,9.1081260302307662E-2,9.1081260302307662E-2,9.1081260302307662E-2,9.1081260302307662E-2,9.1081260302307662E-2,null,1.4700000000000011,0,0,0,0,0,0,0,0,0,0,0,0,0,0,0,0,0,0,0,0]
[null,null,149,1.4800000000000011,9.1496265333373836E-2,9.1496265333373836E-2,9.1496265333373836E-2,9.1496265333373836E-2,9.1496265333373836E-2,9.1496265333373836E-2,9.1496265333373836E-2,9.1496265333373836E-2,9.1496265333373836E-2,9.1496265333373836E-2,9.1496265333373836E-2,9.1496265333373836E-2,9.1496265333373836E-2,9.1496265333373836E-2,9.1496265333373836E-2,9.1496265333373836E-2,9.1496265333373836E-2,9.1496265333373836E-2,9.1496265333373836E-2,9.1496265333373836E-2,null,1.4800000000000011,0,0,0,0,0,0,0,0,0,0,0,0,0,0,0,0,0,0,0,0]
[null,null,150,1.4900000000000011,9.1911150452535229E-2,9.1911150452535229E-2,9.1911150452535229E-2,9.1911150452535229E-2,9.1911150452535229E-2,9.1911150452535229E-2,9.1911150452535229E-2,9.1911150452535229E-2,9.1911150452535229E-2,9.1911150452535229E-2,9.1911150452535229E-2,9.1911150452535229E-2,9.1911150452535229E-2,9.1911150452535229E-2,9.1911150452535229E-2,9.1911150452535229E-2,9.1911150452535229E-2,9.1911150452535229E-2,9.1911150452535229E-2,9.1911150452535229E-2,null,1.4900000000000011,0,0,0,0,0,0,0,0,0,0,0,0,0,0,0,0,0,0,0,0]
[null,null,151,1.5000000000000011,9.2325922110146508E-2,9.2325922110146508E-2,9.2325922110146508E-2,9.2325922110146508E-2,9.2325922110146508E-2,9.2325922110146508E-2,9.2325922110146508E-2,9.2325922110146508E-2,9.2325922110146508E-2,9.2325922110146508E-2,9.2325922110146508E-2,9.2325922110146508E-2,9.2325922110146508E-2,9.2325922110146508E-2,9.2325922110146508E-2,9.2325922110146508E-2,9.2325922110146508E-2,9.2325922110146508E-2,9.2325922110146508E-2,9.2325922110146508E-2,null,1.5000000000000011,0,0,0,0,0,0,0,0,0,0,0,0,0,0,0,0,0,0,0,0]
[null,null,152,1.5100000000000011,9.2740586766908426E-2,9.2740586766908426E-2,9.2740586766908426E-2,9.2740586766908426E-2,9.2740586766908426E-2,9.2740586766908426E-2,9.2740586766908426E-2,9.2740586766908426E-2,9.2740586766908426E-2,9.2740586766908426E-2,9.2740586766908426E-2,9.2740586766908426E-2,9.2740586766908426E-2,9.2740586766908426E-2,9.2740586766908426E-2,9.2740586766908426E-2,9.2740586766908426E-2,9.2740586766908426E-2,9.2740586766908426E-2,9.2740586766908426E-2,null,1.5100000000000011,0,0,0,0,0,0,0,0,0,0,0,0,0,0,0,0,0,0,0,0]
[null,null,153,1.5200000000000011,9.3155150893867666E-2,9.3155150893867666E-2,9.3155150893867666E-2,9.3155150893867666E-2,9.3155150893867666E-2,9.3155150893867666E-2,9.3155150893867666E-2,9.3155150893867666E-2,9.3155150893867666E-2,9.3155150893867666E-2,9.3155150893867666E-2,9.3155150893867666E-2,9.3155150893867666E-2,9.3155150893867666E-2,9.3155150893867666E-2,9.3155150893867666E-2,9.3155150893867666E-2,9.3155150893867666E-2,9.3155150893867666E-2,9.3155150893867666E-2,null,1.5200000000000011,0,0,0,0,0,0,0,0,0,0,0,0,0,0,0,0,0,0,0,0]
[null,null,154,1.5300000000000011,9.3569620972416903E-2,9.3569620972416903E-2,9.3569620972416903E-2,9.3569620972416903E-2,9.3569620972416903E-2,9.3569620972416903E-2,9.3569620972416903E-2,9.3569620972416903E-2,9.3569620972416903E-2,9.3569620972416903E-2,9.3569620972416903E-2,9.3569620972416903E-2,9.3569620972416903E-2,9.3569620972416903E-2,9.3569620972416903E-2,9.3569620972416903E-2,9.3569620972416903E-2,9.3569620972416903E-2,9.3569620972416903E-2,9.3569620972416903E-2,null,1.5300000000000011,0,0,0,0,0,0,0,0,0,0,0,0,0,0,0,0,0,0,0,0]
[null,null,155,1.5400000000000011,9.3984003494294838E-2,9.3984003494294838E-2,9.3984003494294838E-2,9.3984003494294838E-2,9.3984003494294838E-2,9.3984003494294838E-2,9.3984003494294838E-2,9.3984003494294838E-2,9.3984003494294838E-2,9.3984003494294838E-2,9.3984003494294838E-2,9.3984003494294838E-2,9.3984003494294838E-2,9.3984003494294838E-2,9.3984003494294838E-2,9.3984003494294838E-2,9.3984003494294838E-2,9.3984003494294838E-2,9.3984003494294838E-2,9.3984003494294838E-2,null,1.5400000000000011,0,0,0,0,0,0,0,0,0,0,0,0,0,0,0,0,0,0,0,0]
[null,null,156,1.5500000000000012,9.4398304961586132E-2,9.4398304961586132E-2,9.4398304961586132E-2,9.4398304961586132E-2,9.4398304961586132E-2,9.4398304961586132E-2,9.4398304961586132E-2,9.4398304961586132E-2,9.4398304961586132E-2,9.4398304961586132E-2,9.4398304961586132E-2,9.4398304961586132E-2,9.4398304961586132E-2,9.4398304961586132E-2,9.4398304961586132E-2,9.4398304961586132E-2,9.4398304961586132E-2,9.4398304961586132E-2,9.4398304961586132E-2,9.4398304961586132E-2,null,1.5500000000000012,0,0,0,0,0,0,0,0,0,0,0,0,0,0,0,0,0,0,0,0]
[null,null,157,1.5600000000000012,9.4812531886721466E-2,9.4812531886721466E-2,9.4812531886721466E-2,9.4812531886721466E-2,9.4812531886721466E-2,9.4812531886721466E-2,9.4812531886721466E-2,9.4812531886721466E-2,9.4812531886721466E-2,9.4812531886721466E-2,9.4812531886721466E-2,9.4812531886721466E-2,9.4812531886721466E-2,9.4812531886721466E-2,9.4812531886721466E-2,9.4812531886721466E-2,9.4812531886721466E-2,9.4812531886721466E-2,9.4812531886721466E-2,9.4812531886721466E-2,null,1.5600000000000012,0,0,0,0,0,0,0,0,0,0,0,0,0,0,0,0,0,0,0,0]
[null,null,158,1.5700000000000012,9.5226690792477475E-2,9.5226690792477475E-2,9.5226690792477475E-2,9.5226690792477475E-2,9.5226690792477475E-2,9.5226690792477475E-2,9.5226690792477475E-2,9.5226690792477475E-2,9.5226690792477475E-2,9.5226690792477475E-2,9.5226690792477475E-2,9.5226690792477475E-2,9.5226690792477475E-2,9.5226690792477475E-2,9.5226690792477475E-2,9.5226690792477475E-2,9.5226690792477475E-2,9.5226690792477475E-2,9.5226690792477475E-2,9.5226690792477475E-2,null,1.5700000000000012,0,0,0,0,0,0,0,0,0,0,0,0,0,0,0,0,0,0,0,0]
[null,null,159,1.5800000000000012,9.5640788211976843E-2,9.5640788211976843E-2,9.5640788211976843E-2,9.5640788211976843E-2,9.5640788211976843E-2,9.5640788211976843E-2,9.5640788211976843E-2,9.5640788211976843E-2,9.5640788211976843E-2,9.5640788211976843E-2,9.5640788211976843E-2,9.5640788211976843E-2,9.5640788211976843E-2,9.5640788211976843E-2,9.5640788211976843E-2,9.5640788211976843E-2,9.5640788211976843E-2,9.5640788211976843E-2,9.5640788211976843E-2,9.5640788211976843E-2,null,1.5800000000000012,0,0,0,0,0,0,0,0,0,0,0,0,0,0,0,0,0,0,0,0]
[null,null,160,1.5900000000000012,9.6054830688688198E-2,9.6054830688688198E-2,9.6054830688688198E-2,9.6054830688688198E-2,9.6054830688688198E-2,9.6054830688688198E-2,9.6054830688688198E-2,9.6054830688688198E-2,9.6054830688688198E-2,9.6054830688688198E-2,9.6054830688688198E-2,9.6054830688688198E-2,9.6054830688688198E-2,9.6054830688688198E-2,9.6054830688688198E-2,9.6054830688688198E-2,9.6054830688688198E-2,9.6054830688688198E-2,9.6054830688688198E-2,9.6054830688688198E-2,null,1.5900000000000012,0,0,0,0,0,0,0,0,0,0,0,0,0,0,0,0,0,0,0,0]
[null,null,161,1.6000000000000012,9.6468824776426196E-2,9.6468824776426196E-2,9.6468824776426196E-2,9.6468824776426196E-2,9.6468824776426196E-2,9.6468824776426196E-2,9.6468824776426196E-2,9.6468824776426196E-2,9.6468824776426196E-2,9.6468824776426196E-2,9.6468824776426196E-2,9.6468824776426196E-2,9.6468824776426196E-2,9.6468824776426196E-2,9.6468824776426196E-2,9.6468824776426196E-2,9.6468824776426196E-2,9.6468824776426196E-2,9.6468824776426196E-2,9.6468824776426196E-2,null,1.6000000000000012,0,0,0,0,0,0,0,0,0,0,0,0,0,0,0,0,0,0,0,0]
[null,null,162,1.6100000000000012,9.6882777039351456E-2,9.6882777039351456E-2,9.6882777039351456E-2,9.6882777039351456E-2,9.6882777039351456E-2,9.6882777039351456E-2,9.6882777039351456E-2,9.6882777039351456E-2,9.6882777039351456E-2,9.6882777039351456E-2,9.6882777039351456E-2,9.6882777039351456E-2,9.6882777039351456E-2,9.6882777039351456E-2,9.6882777039351456E-2,9.6882777039351456E-2,9.6882777039351456E-2,9.6882777039351456E-2,9.6882777039351456E-2,9.6882777039351456E-2,null,1.6100000000000012,0,0,0,0,0,0,0,0,0,0,0,0,0,0,0,0,0,0,0,0]
[null,null,163,1.6200000000000012,9.7296694051970598E-2,9.7296694051970598E-2,9.7296694051970598E-2,9.7296694051970598E-2,9.7296694051970598E-2,9.7296694051970598E-2,9.7296694051970598E-2,9.7296694051970598E-2,9.7296694051970598E-2,9.7296694051970598E-2,9.7296694051970598E-2,9.7296694051970598E-2,9.7296694051970598E-2,9.7296694051970598E-2,9.7296694051970598E-2,9.7296694051970598E-2,9.7296694051970598E-2,9.7296694051970598E-2,9.7296694051970598E-2,9.7296694051970598E-2,null,1.6200000000000012,0,0,0,0,0,0,0,0,0,0,0,0,0,0,0,0,0,0,0,0]
[null,null,164,1.6300000000000012,9.7710582399136256E-2,9.7710582399136256E-2,9.7710582399136256E-2,9.7710582399136256E-2,9.7710582399136256E-2,9.7710582399136256E-2,9.7710582399136256E-2,9.7710582399136256E-2,9.7710582399136256E-2,9.7710582399136256E-2,9.7710582399136256E-2,9.7710582399136256E-2,9.7710582399136256E-2,9.7710582399136256E-2,9.7710582399136256E-2,9.7710582399136256E-2,9.7710582399136256E-2,9.7710582399136256E-2,9.7710582399136256E-2,9.7710582399136256E-2,null,1.6300000000000012,0,0,0,0,0,0,0,0,0,0,0,0,0,0,0,0,0,0,0,0]
[null,null,165,1.6400000000000012,9.8124448676047041E-2,9.8124448676047041E-2,9.8124448676047041E-2,9.8124448676047041E-2,9.8124448676047041E-2,9.8124448676047041E-2,9.8124448676047041E-2,9.8124448676047041E-2,9.8124448676047041E-2,9.8124448676047041E-2,9.8124448676047041E-2,9.8124448676047041E-2,9.8124448676047041E-2,9.8124448676047041E-2,9.8124448676047041E-2,9.8124448676047041E-2,9.8124448676047041E-2,9.8124448676047041E-2,9.8124448676047041E-2,9.8124448676047041E-2,null,1.6400000000000012,0,0,0,0,0,0,0,0,0,0,0,0,0,0,0,0,0,0,0,0]
[null,null,166,1.6500000000000012,9.8538299488247549E-2,9.8538299488247549E-2,9.8538299488247549E-2,9.8538299488247549E-2,9.8538299488247549E-2,9.8538299488247549E-2,9.8538299488247549E-2,9.8538299488247549E-2,9.8538299488247549E-2,9.8538299488247549E-2,9.8538299488247549E-2,9.8538299488247549E-2,9.8538299488247549E-2,9.8538299488247549E-2,9.8538299488247549E-2,9.8538299488247549E-2,9.8538299488247549E-2,9.8538299488247549E-2,9.8538299488247549E-2,9.8538299488247549E-2,null,1.6500000000000012,0,0,0,0,0,0,0,0,0,0,0,0,0,0,0,0,0,0,0,0]
[null,null,167,1.6600000000000013,9.8952141451628381E-2,9.8952141451628381E-2,9.8952141451628381E-2,9.8952141451628381E-2,9.8952141451628381E-2,9.8952141451628381E-2,9.8952141451628381E-2,9.8952141451628381E-2,9.8952141451628381E-2,9.8952141451628381E-2,9.8952141451628381E-2,9.8952141451628381E-2,9.8952141451628381E-2,9.8952141451628381E-2,9.8952141451628381E-2,9.8952141451628381E-2,9.8952141451628381E-2,9.8952141451628381E-2,9.8952141451628381E-2,9.8952141451628381E-2,null,1.6600000000000013,0,0,0,0,0,0,0,0,0,0,0,0,0,0,0,0,0,0,0,0]
[null,null,168,1.6700000000000013,9.9365981192426109E-2,9.9365981192426109E-2,9.9365981192426109E-2,9.9365981192426109E-2,9.9365981192426109E-2,9.9365981192426109E-2,9.9365981192426109E-2,9.9365981192426109E-2,9.9365981192426109E-2,9.9365981192426109E-2,9.9365981192426109E-2,9.9365981192426109E-2,9.9365981192426109E-2,9.9365981192426109E-2,9.9365981192426109E-2,9.9365981192426109E-2,9.9365981192426109E-2,9.9365981192426109E-2,9.9365981192426109E-2,9.9365981192426109E-2,null,1.6700000000000013,0,0,0,0,0,0,0,0,0,0,0,0,0,0,0,0,0,0,0,0]
[null,null,169,1.6800000000000013,9.977982534722335E-2,9.977982534722335E-2,9.977982534722335E-2,9.977982534722335E-2,9.977982534722335E-2,9.977982534722335E-2,9.977982534722335E-2,9.977982534722335E-2,9.977982534722335E-2,9.977982534722335E-2,9.977982534722335E-2,9.977982534722335E-2,9.977982534722335E-2,9.977982534722335E-2,9.977982534722335E-2,9.977982534722335E-2,9.977982534722335E-2,9.977982534722335E-2,9.977982534722335E-2,9.977982534722335E-2,null,1.6800000000000013,0,0,0,0,0,0,0,0,0,0,0,0,0,0,0,0,0,0,0,0]
[null,null,170,1.6900000000000013,0.10019368056294867,0.10019368056294867,0.10019368056294867,0.10019368056294867,0.10019368056294867,0.10019368056294867,0.10019368056294867,0.10019368056294867,0.10019368056294867,0.10019368056294867,0.10019368056294867,0.10019368056294867,0.10019368056294867,0.10019368056294867,0.10019368056294867,0.10019368056294867,0.10019368056294867,0.10019368056294867,0.10019368056294867,0.10019368056294867,null,1.6900000000000013,0,0,0,0,0,0,0,0,0,0,0,0,0,0,0,0,0,0,0,0]
[null,null,171,1.7000000000000013,0.10060755349687663,0.10060755349687663,0.10060755349687663,0.10060755349687663,0.10060755349687663,0.10060755349687663,0.10060755349687663,0.10060755349687663,0.10060755349687663,0.10060755349687663,0.10060755349687663,0.10060755349687663,0.10060755349687663,0.10060755349687663,0.10060755349687663,0.10060755349687663,0.10060755349687663,0.10060755349687663,0.10060755349687663,0.10060755349687663,null,1.7000000000000013,0,0,0,0,0,0,0,0,0,0,0,0,0,0,0,0,0,0,0,0]
[null,null,172,1.7100000000000013,0.10102145081662779,0.10102145081662779,0.10102145081662779,0.10102145081662779,0.10102145081662779,0.10102145081662779,0.10102145081662779,0.10102145081662779,0.10102145081662779,0.10102145081662779,0.10102145081662779,0.10102145081662779,0.10102145081662779,0.10102145081662779,0.10102145081662779,0.10102145081662779,0.10102145081662779,0.10102145081662779,0.10102145081662779,0.10102145081662779,null,1.7100000000000013,0,0,0,0,0,0,0,0,0,0,0,0,0,0,0,0,0,0,0,0]
[null,null,173,1.7200000000000013,0.10143537920016872,0.10143537920016872,0.10143537920016872,0.10143537920016872,0.10143537920016872,0.10143537920016872,0.10143537920016872,0.10143537920016872,0.10143537920016872,0.10143537920016872,0.10143537920016872,0.10143537920016872,0.10143537920016872,0.10143537920016872,0.10143537920016872,0.10143537920016872,0.10143537920016872,0.10143537920016872,0.10143537920016872,0.10143537920016872,null,1.7200000000000013,0,0,0,0,0,0,0,0,0,0,0,0,0,0,0,0,0,0,0,0]
[null,null,174,1.7300000000000013,0.10184934533581196,0.10184934533581196,0.10184934533581196,0.10184934533581196,0.10184934533581196,0.10184934533581196,0.10184934533581196,0.10184934533581196,0.10184934533581196,0.10184934533581196,0.10184934533581196,0.10184934533581196,0.10184934533581196,0.10184934533581196,0.10184934533581196,0.10184934533581196,0.10184934533581196,0.10184934533581196,0.10184934533581196,0.10184934533581196,null,1.7300000000000013,0,0,0,0,0,0,0,0,0,0,0,0,0,0,0,0,0,0,0,0]
[null,null,175,1.7400000000000013,0.10226335592221604,0.10226335592221604,0.10226335592221604,0.10226335592221604,0.10226335592221604,0.10226335592221604,0.10226335592221604,0.10226335592221604,0.10226335592221604,0.10226335592221604,0.10226335592221604,0.10226335592221604,0.10226335592221604,0.10226335592221604,0.10226335592221604,0.10226335592221604,0.10226335592221604,0.10226335592221604,0.10226335592221604,0.10226335592221604,null,1.7400000000000013,0,0,0,0,0,0,0,0,0,0,0,0,0,0,0,0,0,0,0,0]
[null,null,176,1.7500000000000013,0.10267741766838549,0.10267741766838549,0.10267741766838549,0.10267741766838549,0.10267741766838549,0.10267741766838549,0.10267741766838549,0.10267741766838549,0.10267741766838549,0.10267741766838549,0.10267741766838549,0.10267741766838549,0.10267741766838549,0.10267741766838549,0.10267741766838549,0.10267741766838549,0.10267741766838549,0.10267741766838549,0.10267741766838549,0.10267741766838549,null,1.7500000000000013,0,0,0,0,0,0,0,0,0,0,0,0,0,0,0,0,0,0,0,0]
[null,null,177,1.7600000000000013,0.10309153729367088,0.10309153729367088,0.10309153729367088,0.10309153729367088,0.10309153729367088,0.10309153729367088,0.10309153729367088,0.10309153729367088,0.10309153729367088,0.10309153729367088,0.10309153729367088,0.10309153729367088,0.10309153729367088,0.10309153729367088,0.10309153729367088,0.10309153729367088,0.10309153729367088,0.10309153729367088,0.10309153729367088,0.10309153729367088,null,1.7600000000000013,0,0,0,0,0,0,0,0,0,0,0,0,0,0,0,0,0,0,0,0]
[null,null,178,1.7700000000000014,0.10350572152776868,0.10350572152776868,0.10350572152776868,0.10350572152776868,0.10350572152776868,0.10350572152776868,0.10350572152776868,0.10350572152776868,0.10350572152776868,0.10350572152776868,0.10350572152776868,0.10350572152776868,0.10350572152776868,0.10350572152776868,0.10350572152776868,0.10350572152776868,0.10350572152776868,0.10350572152776868,0.10350572152776868,0.10350572152776868,null,1.7700000000000014,0,0,0,0,0,0,0,0,0,0,0,0,0,0,0,0,0,0,0,0]
[null,null,179,1.7800000000000014,0.10391997711072143,0.10391997711072143,0.10391997711072143,0.10391997711072143,0.10391997711072143,0.10391997711072143,0.10391997711072143,0.10391997711072143,0.10391997711072143,0.10391997711072143,0.10391997711072143,0.10391997711072143,0.10391997711072143,0.10391997711072143,0.10391997711072143,0.10391997711072143,0.10391997711072143,0.10391997711072143,0.10391997711072143,0.10391997711072143,null,1.7800000000000014,0,0,0,0,0,0,0,0,0,0,0,0,0,0,0,0,0,0,0,0]
[null,null,180,1.7900000000000014,0.10433431079291762,0.10433431079291762,0.10433431079291762,0.10433431079291762,0.10433431079291762,0.10433431079291762,0.10433431079291762,0.10433431079291762,0.10433431079291762,0.10433431079291762,0.10433431079291762,0.10433431079291762,0.10433431079291762,0.10433431079291762,0.10433431079291762,0.10433431079291762,0.10433431079291762,0.10433431079291762,0.10433431079291762,0.10433431079291762,null,1.7900000000000014,0,0,0,0,0,0,0,0,0,0,0,0,0,0,0,0,0,0,0,0]
[null,null,181,1.8000000000000014,0.10474872933509177,0.10474872933509177,0.10474872933509177,0.10474872933509177,0.10474872933509177,0.10474872933509177,0.10474872933509177,0.10474872933509177,0.10474872933509177,0.10474872933509177,0.10474872933509177,0.10474872933509177,0.10474872933509177,0.10474872933509177,0.10474872933509177,0.10474872933509177,0.10474872933509177,0.10474872933509177,0.10474872933509177,0.10474872933509177,null,1.8000000000000014,0,0,0,0,0,0,0,0,0,0,0,0,0,0,0,0,0,0,0,0]
[null,null,182,1.8100000000000014,0.10516323950832436,0.10516323950832436,0.10516323950832436,0.10516323950832436,0.10516323950832436,0.10516323950832436,0.10516323950832436,0.10516323950832436,0.10516323950832436,0.10516323950832436,0.10516323950832436,0.10516323950832436,0.10516323950832436,0.10516323950832436,0.10516323950832436,0.10516323950832436,0.10516323950832436,0.10516323950832436,0.10516323950832436,0.10516323950832436,null,1.8100000000000014,0,0,0,0,0,0,0,0,0,0,0,0,0,0,0,0,0,0,0,0]
[null,null,183,1.8200000000000014,0.10557784809404186,0.10557784809404186,0.10557784809404186,0.10557784809404186,0.10557784809404186,0.10557784809404186,0.10557784809404186,0.10557784809404186,0.10557784809404186,0.10557784809404186,0.10557784809404186,0.10557784809404186,0.10557784809404186,0.10557784809404186,0.10557784809404186,0.10557784809404186,0.10557784809404186,0.10557784809404186,0.10557784809404186,0.10557784809404186,null,1.8200000000000014,0,0,0,0,0,0,0,0,0,0,0,0,0,0,0,0,0,0,0,0]
[null,null,184,1.8300000000000014,0.10599256188401678,0.10599256188401678,0.10599256188401678,0.10599256188401678,0.10599256188401678,0.10599256188401678,0.10599256188401678,0.10599256188401678,0.10599256188401678,0.10599256188401678,0.10599256188401678,0.10599256188401678,0.10599256188401678,0.10599256188401678,0.10599256188401678,0.10599256188401678,0.10599256188401678,0.10599256188401678,0.10599256188401678,0.10599256188401678,null,1.8300000000000014,0,0,0,0,0,0,0,0,0,0,0,0,0,0,0,0,0,0,0,0]
[null,null,185,1.8400000000000014,0.10640738768036755,0.10640738768036755,0.10640738768036755,0.10640738768036755,0.10640738768036755,0.10640738768036755,0.10640738768036755,0.10640738768036755,0.10640738768036755,0.10640738768036755,0.10640738768036755,0.10640738768036755,0.10640738768036755,0.10640738768036755,0.10640738768036755,0.10640738768036755,0.10640738768036755,0.10640738768036755,0.10640738768036755,0.10640738768036755,null,1.8400000000000014,0,0,0,0,0,0,0,0,0,0,0,0,0,0,0,0,0,0,0,0]
[null,null,186,1.8500000000000014,0.10682233229555865,0.10682233229555865,0.10682233229555865,0.10682233229555865,0.10682233229555865,0.10682233229555865,0.10682233229555865,0.10682233229555865,0.10682233229555865,0.10682233229555865,0.10682233229555865,0.10682233229555865,0.10682233229555865,0.10682233229555865,0.10682233229555865,0.10682233229555865,0.10682233229555865,0.10682233229555865,0.10682233229555865,0.10682233229555865,null,1.8500000000000014,0,0,0,0,0,0,0,0,0,0,0,0,0,0,0,0,0,0,0,0]
[null,null,187,1.8600000000000014,0.10723740255240057,0.10723740255240057,0.10723740255240057,0.10723740255240057,0.10723740255240057,0.10723740255240057,0.10723740255240057,0.10723740255240057,0.10723740255240057,0.10723740255240057,0.10723740255240057,0.10723740255240057,0.10723740255240057,0.10723740255240057,0.10723740255240057,0.10723740255240057,0.10723740255240057,0.10723740255240057,0.10723740255240057,0.10723740255240057,null,1.8600000000000014,0,0,0,0,0,0,0,0,0,0,0,0,0,0,0,0,0,0,0,0]
[null,null,188,1.8700000000000014,0.1076526052840497,0.1076526052840497,0.1076526052840497,0.1076526052840497,0.1076526052840497,0.1076526052840497,0.1076526052840497,0.1076526052840497,0.1076526052840497,0.1076526052840497,0.1076526052840497,0.1076526052840497,0.1076526052840497,0.1076526052840497,0.1076526052840497,0.1076526052840497,0.1076526052840497,0.1076526052840497,0.1076526052840497,0.1076526052840497,null,1.8700000000000014,0,0,0,0,0,0,0,0,0,0,0,0,0,0,0,0,0,0,0,0]
[null,null,189,1.8800000000000014,0.10806794733400854,0.10806794733400854,0.10806794733400854,0.10806794733400854,0.10806794733400854,0.10806794733400854,0.10806794733400854,0.10806794733400854,0.10806794733400854,0.10806794733400854,0.10806794733400854,0.10806794733400854,0.10806794733400854,0.10806794733400854,0.10806794733400854,0.10806794733400854,0.10806794733400854,0.10806794733400854,0.10806794733400854,0.10806794733400854,null,1.8800000000000014,0,0,0,0,0,0,0,0,0,0,0,0,0,0,0,0,0,0,0,0]
[null,null,190,1.8900000000000015,0.10848343555612548,0.10848343555612548,0.10848343555612548,0.10848343555612548,0.10848343555612548,0.10848343555612548,0.10848343555612548,0.10848343555612548,0.10848343555612548,0.10848343555612548,0.10848343555612548,0.10848343555612548,0.10848343555612548,0.10848343555612548,0.10848343555612548,0.10848343555612548,0.10848343555612548,0.10848343555612548,0.10848343555612548,0.10848343555612548,null,1.8900000000000015,0,0,0,0,0,0,0,0,0,0,0,0,0,0,0,0,0,0,0,0]
[null,null,191,1.9000000000000015,0.10889907681459499,0.10889907681459499,0.10889907681459499,0.10889907681459499,0.10889907681459499,0.10889907681459499,0.10889907681459499,0.10889907681459499,0.10889907681459499,0.10889907681459499,0.10889907681459499,0.10889907681459499,0.10889907681459499,0.10889907681459499,0.10889907681459499,0.10889907681459499,0.10889907681459499,0.10889907681459499,0.10889907681459499,0.10889907681459499,null,1.9000000000000015,0,0,0,0,0,0,0,0,0,0,0,0,0,0,0,0,0,0,0,0]
[null,null,192,1.9100000000000015,0.10931487798395745,0.10931487798395745,0.10931487798395745,0.10931487798395745,0.10931487798395745,0.10931487798395745,0.10931487798395745,0.10931487798395745,0.10931487798395745,0.10931487798395745,0.10931487798395745,0.10931487798395745,0.10931487798395745,0.10931487798395745,0.10931487798395745,0.10931487798395745,0.10931487798395745,0.10931487798395745,0.10931487798395745,0.10931487798395745,null,1.9100000000000015,0,0,0,0,0,0,0,0,0,0,0,0,0,0,0,0,0,0,0,0]
[null,null,193,1.9200000000000015,0.10973084594909928,0.10973084594909928,0.10973084594909928,0.10973084594909928,0.10973084594909928,0.10973084594909928,0.10973084594909928,0.10973084594909928,0.10973084594909928,0.10973084594909928,0.10973084594909928,0.10973084594909928,0.10973084594909928,0.10973084594909928,0.10973084594909928,0.10973084594909928,0.10973084594909928,0.10973084594909928,0.10973084594909928,0.10973084594909928,null,1.9200000000000015,0,0,0,0,0,0,0,0,0,0,0,0,0,0,0,0,0,0,0,0]
[null,null,194,{"$f":"D237+0.01","v":1.9300000000000015},{"$f":"IF(AD$16=0,0,IF(E$36*$D238^4  +    E$37*$D238^3   +    E$38*$D238^2    +    E$39*$D238   +    E$40>1,1,E$36*$D238^4  +    E$37*$D238^3   +    E$38*$D238^2    +    E$39*$D238   +    E$40))","v":0.11014698760525292},{"$f":"IF(AE$16=0,0,IF(F$36*$D238^4  +    F$37*$D238^3   +    F$38*$D238^2    +    F$39*$D238   +    F$40>1,1,F$36*$D238^4  +    F$37*$D238^3   +    F$38*$D238^2    +    F$39*$D238   +    F$40))","v":0.11014698760525292},{"$f":"IF(AF$16=0,0,IF(G$36*$D238^4  +    G$37*$D238^3   +    G$38*$D238^2    +    G$39*$D238   +    G$40>1,1,G$36*$D238^4  +    G$37*$D238^3   +    G$38*$D238^2    +    G$39*$D238   +    G$40))","v":0.11014698760525292},{"$f":"IF(AG$16=0,0,IF(H$36*$D238^4  +    H$37*$D238^3   +    H$38*$D238^2    +    H$39*$D238   +    H$40>1,1,H$36*$D238^4  +    H$37*$D238^3   +    H$38*$D238^2    +    H$39*$D238   +    H$40))","v":0.11014698760525292},0.11014698760525292,0.11014698760525292,0.11014698760525292,0.11014698760525292,0.11014698760525292,0.11014698760525292,0.11014698760525292,0.11014698760525292,0.11014698760525292,0.11014698760525292,0.11014698760525292,0.11014698760525292,0.11014698760525292,0.11014698760525292,0.11014698760525292,0.11014698760525292,null,{"$f":"Z237+0.01","v":1.9300000000000015},{"$f":"IF(AA$43<>0,INDEX(E$45:E$1045, MATCH($Z238*(AA$43/24), $D$45:$D$1045)), 0)","v":0},{"$f":"IF(AB$43<>0,INDEX(F$45:F$1045, MATCH($Z238*(AB$43/24), $D$45:$D$1045)), 0)","v":0},{"$f":"IF(AC$43<>0,INDEX(G$45:G$1045, MATCH($Z238*(AC$43/24), $D$45:$D$1045)), 0)","v":0},{"$f":"IF(AD$43<>0,INDEX(H$45:H$1045, MATCH($Z238*(AD$43/24), $D$45:$D$1045)), 0)","v":0},{"$f":"IF(AE$43<>0,INDEX(I$45:I$1045, MATCH($Z238*(AE$43/24), $D$45:$D$1045)), 0)","v":0},{"$f":"IF(AF$43<>0,INDEX(J$45:J$1045, MATCH($Z238*(AF$43/24), $D$45:$D$1045)), 0)","v":0},{"$f":"IF(AG$43<>0,INDEX(K$45:K$1045, MATCH($Z238*(AG$43/24), $D$45:$D$1045)), 0)","v":0},{"$f":"IF(AH$43<>0,INDEX(L$45:L$1045, MATCH($Z238*(AH$43/24), $D$45:$D$1045)), 0)","v":0},{"$f":"IF(AI$43<>0,INDEX(M$45:M$1045, MATCH($Z238*(AI$43/24), $D$45:$D$1045)), 0)","v":0},{"$f":"IF(AJ$43<>0,INDEX(N$45:N$1045, MATCH($Z238*(AJ$43/24), $D$45:$D$1045)), 0)","v":0},{"$f":"IF(AK$43<>0,INDEX(O$45:O$1045, MATCH($Z238*(AK$43/24), $D$45:$D$1045)), 0)","v":0},{"$f":"IF(AL$43<>0,INDEX(P$45:P$1045, MATCH($Z238*(AL$43/24), $D$45:$D$1045)), 0)","v":0},{"$f":"IF(AM$43<>0,INDEX(Q$45:Q$1045, MATCH($Z238*(AM$43/24), $D$45:$D$1045)), 0)","v":0},{"$f":"IF(AN$43<>0,INDEX(R$45:R$1045, MATCH($Z238*(AN$43/24), $D$45:$D$1045)), 0)","v":0},{"$f":"IF(AO$43<>0,INDEX(S$45:S$1045, MATCH($Z238*(AO$43/24), $D$45:$D$1045)), 0)","v":0},{"$f":"IF(AP$43<>0,INDEX(T$45:T$1045, MATCH($Z238*(AP$43/24), $D$45:$D$1045)), 0)","v":0},{"$f":"IF(AQ$43<>0,INDEX(U$45:U$1045, MATCH($Z238*(AQ$43/24), $D$45:$D$1045)), 0)","v":0},{"$f":"IF(AR$43<>0,INDEX(V$45:V$1045, MATCH($Z238*(AR$43/24), $D$45:$D$1045)), 0)","v":0},{"$f":"IF(AS$43<>0,INDEX(W$45:W$1045, MATCH($Z238*(AS$43/24), $D$45:$D$1045)), 0)","v":0},{"$f":"IF(AT$43<>0,INDEX(X$45:X$1045, MATCH($Z238*(AT$43/24), $D$45:$D$1045)), 0)","v":0}]
[null,null,{"$f":"C238+1","v":195},1.9400000000000015,0.11056330985799674,0.11056330985799674,0.11056330985799674,0.11056330985799674,0.11056330985799674,0.11056330985799674,0.11056330985799674,0.11056330985799674,0.11056330985799674,0.11056330985799674,0.11056330985799674,0.11056330985799674,0.11056330985799674,0.11056330985799674,0.11056330985799674,0.11056330985799674,0.11056330985799674,0.11056330985799674,0.11056330985799674,0.11056330985799674,null,1.9400000000000015,0,0,0,0,0,0,0,0,0,0,0,0,0,0,0,0,0,0,0,0]
[null,null,196,1.9500000000000015,0.11097981962325514,0.11097981962325514,0.11097981962325514,0.11097981962325514,0.11097981962325514,0.11097981962325514,0.11097981962325514,0.11097981962325514,0.11097981962325514,0.11097981962325514,0.11097981962325514,0.11097981962325514,0.11097981962325514,0.11097981962325514,0.11097981962325514,0.11097981962325514,0.11097981962325514,0.11097981962325514,0.11097981962325514,0.11097981962325514,null,1.9500000000000015,0,0,0,0,0,0,0,0,0,0,0,0,0,0,0,0,0,0,0,0]
[null,null,197,1.9600000000000015,0.1113965238272985,0.1113965238272985,0.1113965238272985,0.1113965238272985,0.1113965238272985,0.1113965238272985,0.1113965238272985,0.1113965238272985,0.1113965238272985,0.1113965238272985,0.1113965238272985,0.1113965238272985,0.1113965238272985,0.1113965238272985,0.1113965238272985,0.1113965238272985,0.1113965238272985,0.1113965238272985,0.1113965238272985,0.1113965238272985,null,1.9600000000000015,0,0,0,0,0,0,0,0,0,0,0,0,0,0,0,0,0,0,0,0]
[null,null,198,1.9700000000000015,0.11181342940674321,0.11181342940674321,0.11181342940674321,0.11181342940674321,0.11181342940674321,0.11181342940674321,0.11181342940674321,0.11181342940674321,0.11181342940674321,0.11181342940674321,0.11181342940674321,0.11181342940674321,0.11181342940674321,0.11181342940674321,0.11181342940674321,0.11181342940674321,0.11181342940674321,0.11181342940674321,0.11181342940674321,0.11181342940674321,null,1.9700000000000015,0,0,0,0,0,0,0,0,0,0,0,0,0,0,0,0,0,0,0,0]
[null,null,199,1.9800000000000015,0.11223054330855164,0.11223054330855164,0.11223054330855164,0.11223054330855164,0.11223054330855164,0.11223054330855164,0.11223054330855164,0.11223054330855164,0.11223054330855164,0.11223054330855164,0.11223054330855164,0.11223054330855164,0.11223054330855164,0.11223054330855164,0.11223054330855164,0.11223054330855164,0.11223054330855164,0.11223054330855164,0.11223054330855164,0.11223054330855164,null,1.9800000000000015,0,0,0,0,0,0,0,0,0,0,0,0,0,0,0,0,0,0,0,0]
[null,null,200,1.9900000000000015,0.11264787249003215,0.11264787249003215,0.11264787249003215,0.11264787249003215,0.11264787249003215,0.11264787249003215,0.11264787249003215,0.11264787249003215,0.11264787249003215,0.11264787249003215,0.11264787249003215,0.11264787249003215,0.11264787249003215,0.11264787249003215,0.11264787249003215,0.11264787249003215,0.11264787249003215,0.11264787249003215,0.11264787249003215,0.11264787249003215,null,1.9900000000000015,0,0,0,0,0,0,0,0,0,0,0,0,0,0,0,0,0,0,0,0]
[null,null,201,2.0000000000000013,0.1130654239188391,0.1130654239188391,0.1130654239188391,0.1130654239188391,0.1130654239188391,0.1130654239188391,0.1130654239188391,0.1130654239188391,0.1130654239188391,0.1130654239188391,0.1130654239188391,0.1130654239188391,0.1130654239188391,0.1130654239188391,0.1130654239188391,0.1130654239188391,0.1130654239188391,0.1130654239188391,0.1130654239188391,0.1130654239188391,null,2.0000000000000013,0,0,0,0,0,0,0,0,0,0,0,0,0,0,0,0,0,0,0,0]
[null,null,202,2.0100000000000011,0.11348320457297283,0.11348320457297283,0.11348320457297283,0.11348320457297283,0.11348320457297283,0.11348320457297283,0.11348320457297283,0.11348320457297283,0.11348320457297283,0.11348320457297283,0.11348320457297283,0.11348320457297283,0.11348320457297283,0.11348320457297283,0.11348320457297283,0.11348320457297283,0.11348320457297283,0.11348320457297283,0.11348320457297283,0.11348320457297283,null,2.0100000000000011,0,0,0,0,0,0,0,0,0,0,0,0,0,0,0,0,0,0,0,0]
[null,null,203,2.0200000000000009,0.11390122144077967,0.11390122144077967,0.11390122144077967,0.11390122144077967,0.11390122144077967,0.11390122144077967,0.11390122144077967,0.11390122144077967,0.11390122144077967,0.11390122144077967,0.11390122144077967,0.11390122144077967,0.11390122144077967,0.11390122144077967,0.11390122144077967,0.11390122144077967,0.11390122144077967,0.11390122144077967,0.11390122144077967,0.11390122144077967,null,2.0200000000000009,0,0,0,0,0,0,0,0,0,0,0,0,0,0,0,0,0,0,0,0]
[null,null,204,2.0300000000000007,0.11431948152095202,0.11431948152095202,0.11431948152095202,0.11431948152095202,0.11431948152095202,0.11431948152095202,0.11431948152095202,0.11431948152095202,0.11431948152095202,0.11431948152095202,0.11431948152095202,0.11431948152095202,0.11431948152095202,0.11431948152095202,0.11431948152095202,0.11431948152095202,0.11431948152095202,0.11431948152095202,0.11431948152095202,0.11431948152095202,null,2.0300000000000007,0,0,0,0,0,0,0,0,0,0,0,0,0,0,0,0,0,0,0,0]
[null,null,205,2.0400000000000005,0.11473799182252814,0.11473799182252814,0.11473799182252814,0.11473799182252814,0.11473799182252814,0.11473799182252814,0.11473799182252814,0.11473799182252814,0.11473799182252814,0.11473799182252814,0.11473799182252814,0.11473799182252814,0.11473799182252814,0.11473799182252814,0.11473799182252814,0.11473799182252814,0.11473799182252814,0.11473799182252814,0.11473799182252814,0.11473799182252814,null,2.0400000000000005,0,0,0,0,0,0,0,0,0,0,0,0,0,0,0,0,0,0,0,0]
[null,null,206,2.0500000000000003,0.11515675936489241,0.11515675936489241,0.11515675936489241,0.11515675936489241,0.11515675936489241,0.11515675936489241,0.11515675936489241,0.11515675936489241,0.11515675936489241,0.11515675936489241,0.11515675936489241,0.11515675936489241,0.11515675936489241,0.11515675936489241,0.11515675936489241,0.11515675936489241,0.11515675936489241,0.11515675936489241,0.11515675936489241,0.11515675936489241,null,2.0500000000000003,0,0,0,0,0,0,0,0,0,0,0,0,0,0,0,0,0,0,0,0]
[null,null,207,2.06,0.1155757911777751,0.1155757911777751,0.1155757911777751,0.1155757911777751,0.1155757911777751,0.1155757911777751,0.1155757911777751,0.1155757911777751,0.1155757911777751,0.1155757911777751,0.1155757911777751,0.1155757911777751,0.1155757911777751,0.1155757911777751,0.1155757911777751,0.1155757911777751,0.1155757911777751,0.1155757911777751,0.1155757911777751,0.1155757911777751,null,2.06,0,0,0,0,0,0,0,0,0,0,0,0,0,0,0,0,0,0,0,0]
[null,null,208,2.0699999999999998,0.11599509430125253,0.11599509430125253,0.11599509430125253,0.11599509430125253,0.11599509430125253,0.11599509430125253,0.11599509430125253,0.11599509430125253,0.11599509430125253,0.11599509430125253,0.11599509430125253,0.11599509430125253,0.11599509430125253,0.11599509430125253,0.11599509430125253,0.11599509430125253,0.11599509430125253,0.11599509430125253,0.11599509430125253,0.11599509430125253,null,2.0699999999999998,0,0,0,0,0,0,0,0,0,0,0,0,0,0,0,0,0,0,0,0]
[null,null,209,2.0799999999999996,0.116414675785747,0.116414675785747,0.116414675785747,0.116414675785747,{"$f":"IF(AH$16=0,0,IF(I$36*$D253^4  +    I$37*$D253^3   +    I$38*$D253^2    +    I$39*$D253   +    I$40>1,1,I$36*$D253^4  +    I$37*$D253^3   +    I$38*$D253^2    +    I$39*$D253   +    I$40))","v":0.116414675785747},{"$f":"IF(AI$16=0,0,IF(J$36*$D253^4  +    J$37*$D253^3   +    J$38*$D253^2    +    J$39*$D253   +    J$40>1,1,J$36*$D253^4  +    J$37*$D253^3   +    J$38*$D253^2    +    J$39*$D253   +    J$40))","v":0.116414675785747},{"$f":"IF(AJ$16=0,0,IF(K$36*$D253^4  +    K$37*$D253^3   +    K$38*$D253^2    +    K$39*$D253   +    K$40>1,1,K$36*$D253^4  +    K$37*$D253^3   +    K$38*$D253^2    +    K$39*$D253   +    K$40))","v":0.116414675785747},{"$f":"IF(AK$16=0,0,IF(L$36*$D253^4  +    L$37*$D253^3   +    L$38*$D253^2    +    L$39*$D253   +    L$40>1,1,L$36*$D253^4  +    L$37*$D253^3   +    L$38*$D253^2    +    L$39*$D253   +    L$40))","v":0.116414675785747},{"$f":"IF(AL$16=0,0,IF(M$36*$D253^4  +    M$37*$D253^3   +    M$38*$D253^2    +    M$39*$D253   +    M$40>1,1,M$36*$D253^4  +    M$37*$D253^3   +    M$38*$D253^2    +    M$39*$D253   +    M$40))","v":0.116414675785747},{"$f":"IF(AM$16=0,0,IF(N$36*$D253^4  +    N$37*$D253^3   +    N$38*$D253^2    +    N$39*$D253   +    N$40>1,1,N$36*$D253^4  +    N$37*$D253^3   +    N$38*$D253^2    +    N$39*$D253   +    N$40))","v":0.116414675785747},{"$f":"IF(AN$16=0,0,IF(O$36*$D253^4  +    O$37*$D253^3   +    O$38*$D253^2    +    O$39*$D253   +    O$40>1,1,O$36*$D253^4  +    O$37*$D253^3   +    O$38*$D253^2    +    O$39*$D253   +    O$40))","v":0.116414675785747},{"$f":"IF(AO$16=0,0,IF(P$36*$D253^4  +    P$37*$D253^3   +    P$38*$D253^2    +    P$39*$D253   +    P$40>1,1,P$36*$D253^4  +    P$37*$D253^3   +    P$38*$D253^2    +    P$39*$D253   +    P$40))","v":0.116414675785747},{"$f":"IF(AP$16=0,0,IF(Q$36*$D253^4  +    Q$37*$D253^3   +    Q$38*$D253^2    +    Q$39*$D253   +    Q$40>1,1,Q$36*$D253^4  +    Q$37*$D253^3   +    Q$38*$D253^2    +    Q$39*$D253   +    Q$40))","v":0.116414675785747},{"$f":"IF(AQ$16=0,0,IF(R$36*$D253^4  +    R$37*$D253^3   +    R$38*$D253^2    +    R$39*$D253   +    R$40>1,1,R$36*$D253^4  +    R$37*$D253^3   +    R$38*$D253^2    +    R$39*$D253   +    R$40))","v":0.116414675785747},{"$f":"IF(AR$16=0,0,IF(S$36*$D253^4  +    S$37*$D253^3   +    S$38*$D253^2    +    S$39*$D253   +    S$40>1,1,S$36*$D253^4  +    S$37*$D253^3   +    S$38*$D253^2    +    S$39*$D253   +    S$40))","v":0.116414675785747},{"$f":"IF(AS$16=0,0,IF(T$36*$D253^4  +    T$37*$D253^3   +    T$38*$D253^2    +    T$39*$D253   +    T$40>1,1,T$36*$D253^4  +    T$37*$D253^3   +    T$38*$D253^2    +    T$39*$D253   +    T$40))","v":0.116414675785747},{"$f":"IF(AT$16=0,0,IF(U$36*$D253^4  +    U$37*$D253^3   +    U$38*$D253^2    +    U$39*$D253   +    U$40>1,1,U$36*$D253^4  +    U$37*$D253^3   +    U$38*$D253^2    +    U$39*$D253   +    U$40))","v":0.116414675785747},{"$f":"IF(AU$16=0,0,IF(V$36*$D253^4  +    V$37*$D253^3   +    V$38*$D253^2    +    V$39*$D253   +    V$40>1,1,V$36*$D253^4  +    V$37*$D253^3   +    V$38*$D253^2    +    V$39*$D253   +    V$40))","v":0.116414675785747},{"$f":"IF(AV$16=0,0,IF(W$36*$D253^4  +    W$37*$D253^3   +    W$38*$D253^2    +    W$39*$D253   +    W$40>1,1,W$36*$D253^4  +    W$37*$D253^3   +    W$38*$D253^2    +    W$39*$D253   +    W$40))","v":0.116414675785747},{"$f":"IF(AW$16=0,0,IF(X$36*$D253^4  +    X$37*$D253^3   +    X$38*$D253^2    +    X$39*$D253   +    X$40>1,1,X$36*$D253^4  +    X$37*$D253^3   +    X$38*$D253^2    +    X$39*$D253   +    X$40))","v":0.116414675785747},null,2.0799999999999996,0,0,0,0,0,0,0,0,0,0,0,0,0,0,0,0,0,0,0,0]
[null,null,210,2.0899999999999994,0.11683454269202682,0.11683454269202682,0.11683454269202682,0.11683454269202682,0.11683454269202682,0.11683454269202682,0.11683454269202682,0.11683454269202682,0.11683454269202682,0.11683454269202682,0.11683454269202682,0.11683454269202682,0.11683454269202682,0.11683454269202682,0.11683454269202682,0.11683454269202682,0.11683454269202682,0.11683454269202682,0.11683454269202682,0.11683454269202682,null,2.0899999999999994,0,0,0,0,0,0,0,0,0,0,0,0,0,0,0,0,0,0,0,0]
[null,null,211,2.0999999999999992,0.11725470209120627,0.11725470209120627,0.11725470209120627,0.11725470209120627,0.11725470209120627,0.11725470209120627,0.11725470209120627,0.11725470209120627,0.11725470209120627,0.11725470209120627,0.11725470209120627,0.11725470209120627,0.11725470209120627,0.11725470209120627,0.11725470209120627,0.11725470209120627,0.11725470209120627,0.11725470209120627,0.11725470209120627,0.11725470209120627,null,2.0999999999999992,0,0,0,0,0,0,0,0,0,0,0,0,0,0,0,0,0,0,0,0]
[null,null,212,2.109999999999999,0.11767516106474563,0.11767516106474563,0.11767516106474563,0.11767516106474563,0.11767516106474563,0.11767516106474563,0.11767516106474563,0.11767516106474563,0.11767516106474563,0.11767516106474563,0.11767516106474563,0.11767516106474563,0.11767516106474563,0.11767516106474563,0.11767516106474563,0.11767516106474563,0.11767516106474563,0.11767516106474563,0.11767516106474563,0.11767516106474563,null,2.109999999999999,0,0,0,0,0,0,0,0,0,0,0,0,0,0,0,0,0,0,0,0]
[null,null,213,2.1199999999999988,0.11809592670445117,0.11809592670445117,0.11809592670445117,0.11809592670445117,0.11809592670445117,0.11809592670445117,0.11809592670445117,0.11809592670445117,0.11809592670445117,0.11809592670445117,0.11809592670445117,0.11809592670445117,0.11809592670445117,0.11809592670445117,0.11809592670445117,0.11809592670445117,0.11809592670445117,0.11809592670445117,0.11809592670445117,0.11809592670445117,null,2.1199999999999988,0,0,0,0,0,0,0,0,0,0,0,0,0,0,0,0,0,0,0,0]
[null,null,214,2.1299999999999986,0.11851700611247513,0.11851700611247513,0.11851700611247513,0.11851700611247513,0.11851700611247513,0.11851700611247513,0.11851700611247513,0.11851700611247513,0.11851700611247513,0.11851700611247513,0.11851700611247513,0.11851700611247513,0.11851700611247513,0.11851700611247513,0.11851700611247513,0.11851700611247513,0.11851700611247513,0.11851700611247513,0.11851700611247513,0.11851700611247513,null,2.1299999999999986,0,0,0,0,0,0,0,0,0,0,0,0,0,0,0,0,0,0,0,0]
[null,null,215,2.1399999999999983,0.11893840640131582,0.11893840640131582,0.11893840640131582,0.11893840640131582,0.11893840640131582,0.11893840640131582,0.11893840640131582,0.11893840640131582,0.11893840640131582,0.11893840640131582,0.11893840640131582,0.11893840640131582,0.11893840640131582,0.11893840640131582,0.11893840640131582,0.11893840640131582,0.11893840640131582,0.11893840640131582,0.11893840640131582,0.11893840640131582,null,2.1399999999999983,0,0,0,0,0,0,0,0,0,0,0,0,0,0,0,0,0,0,0,0]
[null,null,216,2.1499999999999981,0.11936013469381745,0.11936013469381745,0.11936013469381745,0.11936013469381745,0.11936013469381745,0.11936013469381745,0.11936013469381745,0.11936013469381745,0.11936013469381745,0.11936013469381745,0.11936013469381745,0.11936013469381745,0.11936013469381745,0.11936013469381745,0.11936013469381745,0.11936013469381745,0.11936013469381745,0.11936013469381745,0.11936013469381745,0.11936013469381745,null,2.1499999999999981,0,0,0,0,0,0,0,0,0,0,0,0,0,0,0,0,0,0,0,0]
[null,null,217,2.1599999999999979,0.1197821981231703,0.1197821981231703,0.1197821981231703,0.1197821981231703,0.1197821981231703,0.1197821981231703,0.1197821981231703,0.1197821981231703,0.1197821981231703,0.1197821981231703,0.1197821981231703,0.1197821981231703,0.1197821981231703,0.1197821981231703,0.1197821981231703,0.1197821981231703,0.1197821981231703,0.1197821981231703,0.1197821981231703,0.1197821981231703,null,2.1599999999999979,0,0,0,0,0,0,0,0,0,0,0,0,0,0,0,0,0,0,0,0]
[null,null,218,2.1699999999999977,0.12020460383291058,0.12020460383291058,0.12020460383291058,0.12020460383291058,0.12020460383291058,0.12020460383291058,0.12020460383291058,0.12020460383291058,0.12020460383291058,0.12020460383291058,0.12020460383291058,0.12020460383291058,0.12020460383291058,0.12020460383291058,0.12020460383291058,0.12020460383291058,0.12020460383291058,0.12020460383291058,0.12020460383291058,0.12020460383291058,null,2.1699999999999977,0,0,0,0,0,0,0,0,0,0,0,0,0,0,0,0,0,0,0,0]
[null,null,219,2.1799999999999975,0.12062735897692052,0.12062735897692052,0.12062735897692052,0.12062735897692052,0.12062735897692052,0.12062735897692052,0.12062735897692052,0.12062735897692052,0.12062735897692052,0.12062735897692052,0.12062735897692052,0.12062735897692052,0.12062735897692052,0.12062735897692052,0.12062735897692052,0.12062735897692052,0.12062735897692052,0.12062735897692052,0.12062735897692052,0.12062735897692052,null,2.1799999999999975,0,0,0,0,0,0,0,0,0,0,0,0,0,0,0,0,0,0,0,0]
[null,null,220,2.1899999999999973,0.12105047071942837,0.12105047071942837,0.12105047071942837,0.12105047071942837,0.12105047071942837,0.12105047071942837,0.12105047071942837,0.12105047071942837,0.12105047071942837,0.12105047071942837,0.12105047071942837,0.12105047071942837,0.12105047071942837,0.12105047071942837,0.12105047071942837,0.12105047071942837,0.12105047071942837,0.12105047071942837,0.12105047071942837,0.12105047071942837,null,2.1899999999999973,0,0,0,0,0,0,0,0,0,0,0,0,0,0,0,0,0,0,0,0]
[null,null,221,2.1999999999999971,0.12147394623500832,0.12147394623500832,0.12147394623500832,0.12147394623500832,0.12147394623500832,0.12147394623500832,0.12147394623500832,0.12147394623500832,0.12147394623500832,0.12147394623500832,0.12147394623500832,0.12147394623500832,0.12147394623500832,0.12147394623500832,0.12147394623500832,0.12147394623500832,0.12147394623500832,0.12147394623500832,0.12147394623500832,0.12147394623500832,null,2.1999999999999971,0,0,0,0,0,0,0,0,0,0,0,0,0,0,0,0,0,0,0,0]
[null,null,222,2.2099999999999969,0.12189779270858057,0.12189779270858057,0.12189779270858057,0.12189779270858057,0.12189779270858057,0.12189779270858057,0.12189779270858057,0.12189779270858057,0.12189779270858057,0.12189779270858057,0.12189779270858057,0.12189779270858057,0.12189779270858057,0.12189779270858057,0.12189779270858057,0.12189779270858057,0.12189779270858057,0.12189779270858057,0.12189779270858057,0.12189779270858057,null,2.2099999999999969,0,0,0,0,0,0,0,0,0,0,0,0,0,0,0,0,0,0,0,0]
[null,null,223,2.2199999999999966,0.12232201733541137,0.12232201733541137,0.12232201733541137,0.12232201733541137,0.12232201733541137,0.12232201733541137,0.12232201733541137,0.12232201733541137,0.12232201733541137,0.12232201733541137,0.12232201733541137,0.12232201733541137,0.12232201733541137,0.12232201733541137,0.12232201733541137,0.12232201733541137,0.12232201733541137,0.12232201733541137,0.12232201733541137,0.12232201733541137,null,2.2199999999999966,0,0,0,0,0,0,0,0,0,0,0,0,0,0,0,0,0,0,0,0]
[null,null,224,2.2299999999999964,0.12274662732111287,0.12274662732111287,0.12274662732111287,0.12274662732111287,0.12274662732111287,0.12274662732111287,0.12274662732111287,0.12274662732111287,0.12274662732111287,0.12274662732111287,0.12274662732111287,0.12274662732111287,0.12274662732111287,0.12274662732111287,0.12274662732111287,0.12274662732111287,0.12274662732111287,0.12274662732111287,0.12274662732111287,0.12274662732111287,null,2.2299999999999964,0,0,0,0,0,0,0,0,0,0,0,0,0,0,0,0,0,0,0,0]
[null,null,225,2.2399999999999962,0.12317162988164328,0.12317162988164328,0.12317162988164328,0.12317162988164328,0.12317162988164328,0.12317162988164328,0.12317162988164328,0.12317162988164328,0.12317162988164328,0.12317162988164328,0.12317162988164328,0.12317162988164328,0.12317162988164328,0.12317162988164328,0.12317162988164328,0.12317162988164328,0.12317162988164328,0.12317162988164328,0.12317162988164328,0.12317162988164328,null,2.2399999999999962,0,0,0,0,0,0,0,0,0,0,0,0,0,0,0,0,0,0,0,0]
[null,null,226,2.249999999999996,0.12359703224330676,0.12359703224330676,0.12359703224330676,0.12359703224330676,0.12359703224330676,0.12359703224330676,0.12359703224330676,0.12359703224330676,0.12359703224330676,0.12359703224330676,0.12359703224330676,0.12359703224330676,0.12359703224330676,0.12359703224330676,0.12359703224330676,0.12359703224330676,0.12359703224330676,0.12359703224330676,0.12359703224330676,0.12359703224330676,null,2.249999999999996,0,0,0,0,0,0,0,0,0,0,0,0,0,0,0,0,0,0,0,0]
[null,null,227,2.2599999999999958,0.12402284164275353,0.12402284164275353,0.12402284164275353,0.12402284164275353,0.12402284164275353,0.12402284164275353,0.12402284164275353,0.12402284164275353,0.12402284164275353,0.12402284164275353,0.12402284164275353,0.12402284164275353,0.12402284164275353,0.12402284164275353,0.12402284164275353,0.12402284164275353,0.12402284164275353,0.12402284164275353,0.12402284164275353,0.12402284164275353,null,2.2599999999999958,0,0,0,0,0,0,0,0,0,0,0,0,0,0,0,0,0,0,0,0]
[null,null,228,2.2699999999999956,0.1244490653269797,0.1244490653269797,0.1244490653269797,0.1244490653269797,0.1244490653269797,0.1244490653269797,0.1244490653269797,0.1244490653269797,0.1244490653269797,0.1244490653269797,0.1244490653269797,0.1244490653269797,0.1244490653269797,0.1244490653269797,0.1244490653269797,0.1244490653269797,0.1244490653269797,0.1244490653269797,0.1244490653269797,0.1244490653269797,null,2.2699999999999956,0,0,0,0,0,0,0,0,0,0,0,0,0,0,0,0,0,0,0,0]
[null,null,229,2.2799999999999954,0.12487571055332747,0.12487571055332747,0.12487571055332747,0.12487571055332747,0.12487571055332747,0.12487571055332747,0.12487571055332747,0.12487571055332747,0.12487571055332747,0.12487571055332747,0.12487571055332747,0.12487571055332747,0.12487571055332747,0.12487571055332747,0.12487571055332747,0.12487571055332747,0.12487571055332747,0.12487571055332747,0.12487571055332747,0.12487571055332747,null,2.2799999999999954,0,0,0,0,0,0,0,0,0,0,0,0,0,0,0,0,0,0,0,0]
[null,null,230,2.2899999999999952,0.12530278458948496,0.12530278458948496,0.12530278458948496,0.12530278458948496,0.12530278458948496,0.12530278458948496,0.12530278458948496,0.12530278458948496,0.12530278458948496,0.12530278458948496,0.12530278458948496,0.12530278458948496,0.12530278458948496,0.12530278458948496,0.12530278458948496,0.12530278458948496,0.12530278458948496,0.12530278458948496,0.12530278458948496,0.12530278458948496,null,2.2899999999999952,0,0,0,0,0,0,0,0,0,0,0,0,0,0,0,0,0,0,0,0]
[null,null,231,2.2999999999999949,0.12573029471348635,0.12573029471348635,0.12573029471348635,0.12573029471348635,0.12573029471348635,0.12573029471348635,0.12573029471348635,0.12573029471348635,0.12573029471348635,0.12573029471348635,0.12573029471348635,0.12573029471348635,0.12573029471348635,0.12573029471348635,0.12573029471348635,0.12573029471348635,0.12573029471348635,0.12573029471348635,0.12573029471348635,0.12573029471348635,null,2.2999999999999949,0,0,0,0,0,0,0,0,0,0,0,0,0,0,0,0,0,0,0,0]
[null,null,232,2.3099999999999947,0.12615824821371174,0.12615824821371174,0.12615824821371174,0.12615824821371174,0.12615824821371174,0.12615824821371174,0.12615824821371174,0.12615824821371174,0.12615824821371174,0.12615824821371174,0.12615824821371174,0.12615824821371174,0.12615824821371174,0.12615824821371174,0.12615824821371174,0.12615824821371174,0.12615824821371174,0.12615824821371174,0.12615824821371174,0.12615824821371174,null,2.3099999999999947,0,0,0,0,0,0,0,0,0,0,0,0,0,0,0,0,0,0,0,0]
[null,null,233,2.3199999999999945,0.12658665238888733,0.12658665238888733,0.12658665238888733,0.12658665238888733,0.12658665238888733,0.12658665238888733,0.12658665238888733,0.12658665238888733,0.12658665238888733,0.12658665238888733,0.12658665238888733,0.12658665238888733,0.12658665238888733,0.12658665238888733,0.12658665238888733,0.12658665238888733,0.12658665238888733,0.12658665238888733,0.12658665238888733,0.12658665238888733,null,2.3199999999999945,0,0,0,0,0,0,0,0,0,0,0,0,0,0,0,0,0,0,0,0]
[null,null,234,2.3299999999999943,0.12701551454808518,0.12701551454808518,0.12701551454808518,0.12701551454808518,0.12701551454808518,0.12701551454808518,0.12701551454808518,0.12701551454808518,0.12701551454808518,0.12701551454808518,0.12701551454808518,0.12701551454808518,0.12701551454808518,0.12701551454808518,0.12701551454808518,0.12701551454808518,0.12701551454808518,0.12701551454808518,0.12701551454808518,0.12701551454808518,null,2.3299999999999943,0,0,0,0,0,0,0,0,0,0,0,0,0,0,0,0,0,0,0,0]
[null,null,235,2.3399999999999941,0.12744484201072342,0.12744484201072342,0.12744484201072342,0.12744484201072342,0.12744484201072342,0.12744484201072342,0.12744484201072342,0.12744484201072342,0.12744484201072342,0.12744484201072342,0.12744484201072342,0.12744484201072342,0.12744484201072342,0.12744484201072342,0.12744484201072342,0.12744484201072342,0.12744484201072342,0.12744484201072342,0.12744484201072342,0.12744484201072342,null,2.3399999999999941,0,0,0,0,0,0,0,0,0,0,0,0,0,0,0,0,0,0,0,0]
[null,null,236,2.3499999999999939,0.12787464210656618,0.12787464210656618,0.12787464210656618,0.12787464210656618,0.12787464210656618,0.12787464210656618,0.12787464210656618,0.12787464210656618,0.12787464210656618,0.12787464210656618,0.12787464210656618,0.12787464210656618,0.12787464210656618,0.12787464210656618,0.12787464210656618,0.12787464210656618,0.12787464210656618,0.12787464210656618,0.12787464210656618,0.12787464210656618,null,2.3499999999999939,0,0,0,0,0,0,0,0,0,0,0,0,0,0,0,0,0,0,0,0]
[null,null,237,2.3599999999999937,0.12830492217572353,0.12830492217572353,0.12830492217572353,0.12830492217572353,0.12830492217572353,0.12830492217572353,0.12830492217572353,0.12830492217572353,0.12830492217572353,0.12830492217572353,0.12830492217572353,0.12830492217572353,0.12830492217572353,0.12830492217572353,0.12830492217572353,0.12830492217572353,0.12830492217572353,0.12830492217572353,0.12830492217572353,0.12830492217572353,null,2.3599999999999937,0,0,0,0,0,0,0,0,0,0,0,0,0,0,0,0,0,0,0,0]
[null,null,238,2.3699999999999934,0.12873568956865161,0.12873568956865161,0.12873568956865161,0.12873568956865161,0.12873568956865161,0.12873568956865161,0.12873568956865161,0.12873568956865161,0.12873568956865161,0.12873568956865161,0.12873568956865161,0.12873568956865161,0.12873568956865161,0.12873568956865161,0.12873568956865161,0.12873568956865161,0.12873568956865161,0.12873568956865161,0.12873568956865161,0.12873568956865161,null,2.3699999999999934,0,0,0,0,0,0,0,0,0,0,0,0,0,0,0,0,0,0,0,0]
[null,null,239,2.3799999999999932,0.12916695164615249,0.12916695164615249,0.12916695164615249,0.12916695164615249,0.12916695164615249,0.12916695164615249,0.12916695164615249,0.12916695164615249,0.12916695164615249,0.12916695164615249,0.12916695164615249,0.12916695164615249,0.12916695164615249,0.12916695164615249,0.12916695164615249,0.12916695164615249,0.12916695164615249,0.12916695164615249,0.12916695164615249,0.12916695164615249,null,2.3799999999999932,0,0,0,0,0,0,0,0,0,0,0,0,0,0,0,0,0,0,0,0]
[null,null,240,2.389999999999993,0.12959871577937426,0.12959871577937426,0.12959871577937426,0.12959871577937426,0.12959871577937426,0.12959871577937426,0.12959871577937426,0.12959871577937426,0.12959871577937426,0.12959871577937426,0.12959871577937426,0.12959871577937426,0.12959871577937426,0.12959871577937426,0.12959871577937426,0.12959871577937426,0.12959871577937426,0.12959871577937426,0.12959871577937426,0.12959871577937426,null,2.389999999999993,0,0,0,0,0,0,0,0,0,0,0,0,0,0,0,0,0,0,0,0]
[null,null,241,2.3999999999999928,0.13003098934981097,0.13003098934981097,0.13003098934981097,0.13003098934981097,0.13003098934981097,0.13003098934981097,0.13003098934981097,0.13003098934981097,0.13003098934981097,0.13003098934981097,0.13003098934981097,0.13003098934981097,0.13003098934981097,0.13003098934981097,0.13003098934981097,0.13003098934981097,0.13003098934981097,0.13003098934981097,0.13003098934981097,0.13003098934981097,null,2.3999999999999928,0,0,0,0,0,0,0,0,0,0,0,0,0,0,0,0,0,0,0,0]
[null,null,242,2.4099999999999926,0.13046377974930271,0.13046377974930271,0.13046377974930271,0.13046377974930271,0.13046377974930271,0.13046377974930271,0.13046377974930271,0.13046377974930271,0.13046377974930271,0.13046377974930271,0.13046377974930271,0.13046377974930271,0.13046377974930271,0.13046377974930271,0.13046377974930271,0.13046377974930271,0.13046377974930271,0.13046377974930271,0.13046377974930271,0.13046377974930271,null,2.4099999999999926,0,0,0,0,0,0,0,0,0,0,0,0,0,0,0,0,0,0,0,0]
[null,null,243,2.4199999999999924,0.13089709438003552,0.13089709438003552,0.13089709438003552,0.13089709438003552,0.13089709438003552,0.13089709438003552,0.13089709438003552,0.13089709438003552,0.13089709438003552,0.13089709438003552,0.13089709438003552,0.13089709438003552,0.13089709438003552,0.13089709438003552,0.13089709438003552,0.13089709438003552,0.13089709438003552,0.13089709438003552,0.13089709438003552,0.13089709438003552,null,2.4199999999999924,0,0,0,0,0,0,0,0,0,0,0,0,0,0,0,0,0,0,0,0]
[null,null,244,2.4299999999999922,0.13133094065454148,0.13133094065454148,0.13133094065454148,0.13133094065454148,0.13133094065454148,0.13133094065454148,0.13133094065454148,0.13133094065454148,0.13133094065454148,0.13133094065454148,0.13133094065454148,0.13133094065454148,0.13133094065454148,0.13133094065454148,0.13133094065454148,0.13133094065454148,0.13133094065454148,0.13133094065454148,0.13133094065454148,0.13133094065454148,null,2.4299999999999922,0,0,0,0,0,0,0,0,0,0,0,0,0,0,0,0,0,0,0,0]
[null,null,245,2.439999999999992,0.13176532599569862,0.13176532599569862,0.13176532599569862,0.13176532599569862,0.13176532599569862,0.13176532599569862,0.13176532599569862,0.13176532599569862,0.13176532599569862,0.13176532599569862,0.13176532599569862,0.13176532599569862,0.13176532599569862,0.13176532599569862,0.13176532599569862,0.13176532599569862,0.13176532599569862,0.13176532599569862,0.13176532599569862,0.13176532599569862,null,2.439999999999992,0,0,0,0,0,0,0,0,0,0,0,0,0,0,0,0,0,0,0,0]
[null,null,246,2.4499999999999917,0.13220025783673101,0.13220025783673101,0.13220025783673101,0.13220025783673101,0.13220025783673101,0.13220025783673101,0.13220025783673101,0.13220025783673101,0.13220025783673101,0.13220025783673101,0.13220025783673101,0.13220025783673101,0.13220025783673101,0.13220025783673101,0.13220025783673101,0.13220025783673101,0.13220025783673101,0.13220025783673101,0.13220025783673101,0.13220025783673101,null,2.4499999999999917,0,0,0,0,0,0,0,0,0,0,0,0,0,0,0,0,0,0,0,0]
[null,null,247,2.4599999999999915,0.13263574362120864,0.13263574362120864,0.13263574362120864,0.13263574362120864,0.13263574362120864,0.13263574362120864,0.13263574362120864,0.13263574362120864,0.13263574362120864,0.13263574362120864,0.13263574362120864,0.13263574362120864,0.13263574362120864,0.13263574362120864,0.13263574362120864,0.13263574362120864,0.13263574362120864,0.13263574362120864,0.13263574362120864,0.13263574362120864,null,2.4599999999999915,0,0,0,0,0,0,0,0,0,0,0,0,0,0,0,0,0,0,0,0]
[null,null,248,2.4699999999999913,0.13307179080304757,0.13307179080304757,0.13307179080304757,0.13307179080304757,0.13307179080304757,0.13307179080304757,0.13307179080304757,0.13307179080304757,0.13307179080304757,0.13307179080304757,0.13307179080304757,0.13307179080304757,0.13307179080304757,0.13307179080304757,0.13307179080304757,0.13307179080304757,0.13307179080304757,0.13307179080304757,0.13307179080304757,0.13307179080304757,null,2.4699999999999913,0,0,0,0,0,0,0,0,0,0,0,0,0,0,0,0,0,0,0,0]
[null,null,249,2.4799999999999911,0.13350840684650978,0.13350840684650978,0.13350840684650978,0.13350840684650978,0.13350840684650978,0.13350840684650978,0.13350840684650978,0.13350840684650978,0.13350840684650978,0.13350840684650978,0.13350840684650978,0.13350840684650978,0.13350840684650978,0.13350840684650978,0.13350840684650978,0.13350840684650978,0.13350840684650978,0.13350840684650978,0.13350840684650978,0.13350840684650978,null,2.4799999999999911,0,0,0,0,0,0,0,0,0,0,0,0,0,0,0,0,0,0,0,0]
[null,null,250,2.4899999999999909,0.1339455992262033,0.1339455992262033,0.1339455992262033,0.1339455992262033,0.1339455992262033,0.1339455992262033,0.1339455992262033,0.1339455992262033,0.1339455992262033,0.1339455992262033,0.1339455992262033,0.1339455992262033,0.1339455992262033,0.1339455992262033,0.1339455992262033,0.1339455992262033,0.1339455992262033,0.1339455992262033,0.1339455992262033,0.1339455992262033,null,2.4899999999999909,0,0,0,0,0,0,0,0,0,0,0,0,0,0,0,0,0,0,0,0]
[null,null,251,2.4999999999999907,0.13438337542708217,0.13438337542708217,0.13438337542708217,0.13438337542708217,0.13438337542708217,0.13438337542708217,0.13438337542708217,0.13438337542708217,0.13438337542708217,0.13438337542708217,0.13438337542708217,0.13438337542708217,0.13438337542708217,0.13438337542708217,0.13438337542708217,0.13438337542708217,0.13438337542708217,0.13438337542708217,0.13438337542708217,0.13438337542708217,null,2.4999999999999907,0,0,0,0,0,0,0,0,0,0,0,0,0,0,0,0,0,0,0,0]
[null,null,252,2.5099999999999905,0.13482174294444638,0.13482174294444638,0.13482174294444638,0.13482174294444638,0.13482174294444638,0.13482174294444638,0.13482174294444638,0.13482174294444638,0.13482174294444638,0.13482174294444638,0.13482174294444638,0.13482174294444638,0.13482174294444638,0.13482174294444638,0.13482174294444638,0.13482174294444638,0.13482174294444638,0.13482174294444638,0.13482174294444638,0.13482174294444638,null,2.5099999999999905,0,0,0,0,0,0,0,0,0,0,0,0,0,0,0,0,0,0,0,0]
[null,null,253,2.5199999999999902,0.13526070928394185,0.13526070928394185,0.13526070928394185,0.13526070928394185,0.13526070928394185,0.13526070928394185,0.13526070928394185,0.13526070928394185,0.13526070928394185,0.13526070928394185,0.13526070928394185,0.13526070928394185,0.13526070928394185,0.13526070928394185,0.13526070928394185,0.13526070928394185,0.13526070928394185,0.13526070928394185,0.13526070928394185,0.13526070928394185,null,2.5199999999999902,0,0,0,0,0,0,0,0,0,0,0,0,0,0,0,0,0,0,0,0]
[null,null,254,2.52999999999999,0.13570028196156064,0.13570028196156064,0.13570028196156064,0.13570028196156064,0.13570028196156064,0.13570028196156064,0.13570028196156064,0.13570028196156064,0.13570028196156064,0.13570028196156064,0.13570028196156064,0.13570028196156064,0.13570028196156064,0.13570028196156064,0.13570028196156064,0.13570028196156064,0.13570028196156064,0.13570028196156064,0.13570028196156064,0.13570028196156064,null,2.52999999999999,0,0,0,0,0,0,0,0,0,0,0,0,0,0,0,0,0,0,0,0]
[null,null,255,2.5399999999999898,0.1361404685036407,0.1361404685036407,0.1361404685036407,0.1361404685036407,0.1361404685036407,0.1361404685036407,0.1361404685036407,0.1361404685036407,0.1361404685036407,0.1361404685036407,0.1361404685036407,0.1361404685036407,0.1361404685036407,0.1361404685036407,0.1361404685036407,0.1361404685036407,0.1361404685036407,0.1361404685036407,0.1361404685036407,0.1361404685036407,null,2.5399999999999898,0,0,0,0,0,0,0,0,0,0,0,0,0,0,0,0,0,0,0,0]
[null,null,256,2.5499999999999896,0.13658127644686596,0.13658127644686596,0.13658127644686596,0.13658127644686596,0.13658127644686596,0.13658127644686596,0.13658127644686596,0.13658127644686596,0.13658127644686596,0.13658127644686596,0.13658127644686596,0.13658127644686596,0.13658127644686596,0.13658127644686596,0.13658127644686596,0.13658127644686596,0.13658127644686596,0.13658127644686596,0.13658127644686596,0.13658127644686596,null,2.5499999999999896,0,0,0,0,0,0,0,0,0,0,0,0,0,0,0,0,0,0,0,0]
[null,null,257,2.5599999999999894,0.13702271333826643,0.13702271333826643,0.13702271333826643,0.13702271333826643,0.13702271333826643,0.13702271333826643,0.13702271333826643,0.13702271333826643,0.13702271333826643,0.13702271333826643,0.13702271333826643,0.13702271333826643,0.13702271333826643,0.13702271333826643,0.13702271333826643,0.13702271333826643,0.13702271333826643,0.13702271333826643,0.13702271333826643,0.13702271333826643,null,2.5599999999999894,0,0,0,0,0,0,0,0,0,0,0,0,0,0,0,0,0,0,0,0]
[null,null,258,{"$f":"D301+0.01","v":2.5699999999999892},{"$f":"IF(AD$16=0,0,IF(E$36*$D302^4  +    E$37*$D302^3   +    E$38*$D302^2    +    E$39*$D302   +    E$40>1,1,E$36*$D302^4  +    E$37*$D302^3   +    E$38*$D302^2    +    E$39*$D302   +    E$40))","v":0.13746478673521811},{"$f":"IF(AE$16=0,0,IF(F$36*$D302^4  +    F$37*$D302^3   +    F$38*$D302^2    +    F$39*$D302   +    F$40>1,1,F$36*$D302^4  +    F$37*$D302^3   +    F$38*$D302^2    +    F$39*$D302   +    F$40))","v":0.13746478673521811},{"$f":"IF(AF$16=0,0,IF(G$36*$D302^4  +    G$37*$D302^3   +    G$38*$D302^2    +    G$39*$D302   +    G$40>1,1,G$36*$D302^4  +    G$37*$D302^3   +    G$38*$D302^2    +    G$39*$D302   +    G$40))","v":0.13746478673521811},{"$f":"IF(AG$16=0,0,IF(H$36*$D302^4  +    H$37*$D302^3   +    H$38*$D302^2    +    H$39*$D302   +    H$40>1,1,H$36*$D302^4  +    H$37*$D302^3   +    H$38*$D302^2    +    H$39*$D302   +    H$40))","v":0.13746478673521811},0.13746478673521811,0.13746478673521811,0.13746478673521811,0.13746478673521811,0.13746478673521811,0.13746478673521811,0.13746478673521811,0.13746478673521811,0.13746478673521811,0.13746478673521811,0.13746478673521811,0.13746478673521811,0.13746478673521811,0.13746478673521811,0.13746478673521811,0.13746478673521811,null,{"$f":"Z301+0.01","v":2.5699999999999892},{"$f":"IF(AA$43<>0,INDEX(E$45:E$1045, MATCH($Z302*(AA$43/24), $D$45:$D$1045)), 0)","v":0},{"$f":"IF(AB$43<>0,INDEX(F$45:F$1045, MATCH($Z302*(AB$43/24), $D$45:$D$1045)), 0)","v":0},{"$f":"IF(AC$43<>0,INDEX(G$45:G$1045, MATCH($Z302*(AC$43/24), $D$45:$D$1045)), 0)","v":0},{"$f":"IF(AD$43<>0,INDEX(H$45:H$1045, MATCH($Z302*(AD$43/24), $D$45:$D$1045)), 0)","v":0},{"$f":"IF(AE$43<>0,INDEX(I$45:I$1045, MATCH($Z302*(AE$43/24), $D$45:$D$1045)), 0)","v":0},{"$f":"IF(AF$43<>0,INDEX(J$45:J$1045, MATCH($Z302*(AF$43/24), $D$45:$D$1045)), 0)","v":0},{"$f":"IF(AG$43<>0,INDEX(K$45:K$1045, MATCH($Z302*(AG$43/24), $D$45:$D$1045)), 0)","v":0},{"$f":"IF(AH$43<>0,INDEX(L$45:L$1045, MATCH($Z302*(AH$43/24), $D$45:$D$1045)), 0)","v":0},{"$f":"IF(AI$43<>0,INDEX(M$45:M$1045, MATCH($Z302*(AI$43/24), $D$45:$D$1045)), 0)","v":0},{"$f":"IF(AJ$43<>0,INDEX(N$45:N$1045, MATCH($Z302*(AJ$43/24), $D$45:$D$1045)), 0)","v":0},{"$f":"IF(AK$43<>0,INDEX(O$45:O$1045, MATCH($Z302*(AK$43/24), $D$45:$D$1045)), 0)","v":0},{"$f":"IF(AL$43<>0,INDEX(P$45:P$1045, MATCH($Z302*(AL$43/24), $D$45:$D$1045)), 0)","v":0},{"$f":"IF(AM$43<>0,INDEX(Q$45:Q$1045, MATCH($Z302*(AM$43/24), $D$45:$D$1045)), 0)","v":0},{"$f":"IF(AN$43<>0,INDEX(R$45:R$1045, MATCH($Z302*(AN$43/24), $D$45:$D$1045)), 0)","v":0},{"$f":"IF(AO$43<>0,INDEX(S$45:S$1045, MATCH($Z302*(AO$43/24), $D$45:$D$1045)), 0)","v":0},{"$f":"IF(AP$43<>0,INDEX(T$45:T$1045, MATCH($Z302*(AP$43/24), $D$45:$D$1045)), 0)","v":0},{"$f":"IF(AQ$43<>0,INDEX(U$45:U$1045, MATCH($Z302*(AQ$43/24), $D$45:$D$1045)), 0)","v":0},{"$f":"IF(AR$43<>0,INDEX(V$45:V$1045, MATCH($Z302*(AR$43/24), $D$45:$D$1045)), 0)","v":0},{"$f":"IF(AS$43<>0,INDEX(W$45:W$1045, MATCH($Z302*(AS$43/24), $D$45:$D$1045)), 0)","v":0},{"$f":"IF(AT$43<>0,INDEX(X$45:X$1045, MATCH($Z302*(AT$43/24), $D$45:$D$1045)), 0)","v":0}]
[null,null,{"$f":"C302+1","v":259},2.579999999999989,0.1379075042054429,0.1379075042054429,0.1379075042054429,0.1379075042054429,0.1379075042054429,0.1379075042054429,0.1379075042054429,0.1379075042054429,0.1379075042054429,0.1379075042054429,0.1379075042054429,0.1379075042054429,0.1379075042054429,0.1379075042054429,0.1379075042054429,0.1379075042054429,0.1379075042054429,0.1379075042054429,0.1379075042054429,0.1379075042054429,null,2.579999999999989,0,0,0,0,0,0,0,0,0,0,0,0,0,0,0,0,0,0,0,0]
[null,null,260,2.5899999999999888,0.13835087332700868,0.13835087332700868,0.13835087332700868,0.13835087332700868,0.13835087332700868,0.13835087332700868,0.13835087332700868,0.13835087332700868,0.13835087332700868,0.13835087332700868,0.13835087332700868,0.13835087332700868,0.13835087332700868,0.13835087332700868,0.13835087332700868,0.13835087332700868,0.13835087332700868,0.13835087332700868,0.13835087332700868,0.13835087332700868,null,2.5899999999999888,0,0,0,0,0,0,0,0,0,0,0,0,0,0,0,0,0,0,0,0]
[null,null,261,2.5999999999999885,0.13879490168832948,0.13879490168832948,0.13879490168832948,0.13879490168832948,0.13879490168832948,0.13879490168832948,0.13879490168832948,0.13879490168832948,0.13879490168832948,0.13879490168832948,0.13879490168832948,0.13879490168832948,0.13879490168832948,0.13879490168832948,0.13879490168832948,0.13879490168832948,0.13879490168832948,0.13879490168832948,0.13879490168832948,0.13879490168832948,null,2.5999999999999885,0,0,0,0,0,0,0,0,0,0,0,0,0,0,0,0,0,0,0,0]
[null,null,262,2.6099999999999883,0.13923959688816512,0.13923959688816512,0.13923959688816512,0.13923959688816512,0.13923959688816512,0.13923959688816512,0.13923959688816512,0.13923959688816512,0.13923959688816512,0.13923959688816512,0.13923959688816512,0.13923959688816512,0.13923959688816512,0.13923959688816512,0.13923959688816512,0.13923959688816512,0.13923959688816512,0.13923959688816512,0.13923959688816512,0.13923959688816512,null,2.6099999999999883,0,0,0,0,0,0,0,0,0,0,0,0,0,0,0,0,0,0,0,0]
[null,null,263,2.6199999999999881,0.13968496653562168,0.13968496653562168,0.13968496653562168,0.13968496653562168,0.13968496653562168,0.13968496653562168,0.13968496653562168,0.13968496653562168,0.13968496653562168,0.13968496653562168,0.13968496653562168,0.13968496653562168,0.13968496653562168,0.13968496653562168,0.13968496653562168,0.13968496653562168,0.13968496653562168,0.13968496653562168,0.13968496653562168,0.13968496653562168,null,2.6199999999999881,0,0,0,0,0,0,0,0,0,0,0,0,0,0,0,0,0,0,0,0]
[null,null,264,2.6299999999999879,0.1401310182501509,0.1401310182501509,0.1401310182501509,0.1401310182501509,0.1401310182501509,0.1401310182501509,0.1401310182501509,0.1401310182501509,0.1401310182501509,0.1401310182501509,0.1401310182501509,0.1401310182501509,0.1401310182501509,0.1401310182501509,0.1401310182501509,0.1401310182501509,0.1401310182501509,0.1401310182501509,0.1401310182501509,0.1401310182501509,null,2.6299999999999879,0,0,0,0,0,0,0,0,0,0,0,0,0,0,0,0,0,0,0,0]
[null,null,265,2.6399999999999877,0.14057775966155084,0.14057775966155084,0.14057775966155084,0.14057775966155084,0.14057775966155084,0.14057775966155084,0.14057775966155084,0.14057775966155084,0.14057775966155084,0.14057775966155084,0.14057775966155084,0.14057775966155084,0.14057775966155084,0.14057775966155084,0.14057775966155084,0.14057775966155084,0.14057775966155084,0.14057775966155084,0.14057775966155084,0.14057775966155084,null,2.6399999999999877,0,0,0,0,0,0,0,0,0,0,0,0,0,0,0,0,0,0,0,0]
[null,null,266,2.6499999999999875,0.1410251984099653,0.1410251984099653,0.1410251984099653,0.1410251984099653,0.1410251984099653,0.1410251984099653,0.1410251984099653,0.1410251984099653,0.1410251984099653,0.1410251984099653,0.1410251984099653,0.1410251984099653,0.1410251984099653,0.1410251984099653,0.1410251984099653,0.1410251984099653,0.1410251984099653,0.1410251984099653,0.1410251984099653,0.1410251984099653,null,2.6499999999999875,0,0,0,0,0,0,0,0,0,0,0,0,0,0,0,0,0,0,0,0]
[null,null,267,2.6599999999999873,0.14147334214588414,0.14147334214588414,0.14147334214588414,0.14147334214588414,0.14147334214588414,0.14147334214588414,0.14147334214588414,0.14147334214588414,0.14147334214588414,0.14147334214588414,0.14147334214588414,0.14147334214588414,0.14147334214588414,0.14147334214588414,0.14147334214588414,0.14147334214588414,0.14147334214588414,0.14147334214588414,0.14147334214588414,0.14147334214588414,null,2.6599999999999873,0,0,0,0,0,0,0,0,0,0,0,0,0,0,0,0,0,0,0,0]
[null,null,268,2.6699999999999871,0.14192219853014337,0.14192219853014337,0.14192219853014337,0.14192219853014337,0.14192219853014337,0.14192219853014337,0.14192219853014337,0.14192219853014337,0.14192219853014337,0.14192219853014337,0.14192219853014337,0.14192219853014337,0.14192219853014337,0.14192219853014337,0.14192219853014337,0.14192219853014337,0.14192219853014337,0.14192219853014337,0.14192219853014337,0.14192219853014337,null,2.6699999999999871,0,0,0,0,0,0,0,0,0,0,0,0,0,0,0,0,0,0,0,0]
[null,null,269,2.6799999999999868,0.14237177523392475,0.14237177523392475,0.14237177523392475,0.14237177523392475,0.14237177523392475,0.14237177523392475,0.14237177523392475,0.14237177523392475,0.14237177523392475,0.14237177523392475,0.14237177523392475,0.14237177523392475,0.14237177523392475,0.14237177523392475,0.14237177523392475,0.14237177523392475,0.14237177523392475,0.14237177523392475,0.14237177523392475,0.14237177523392475,null,2.6799999999999868,0,0,0,0,0,0,0,0,0,0,0,0,0,0,0,0,0,0,0,0]
[null,null,270,2.6899999999999866,0.14282207993875626,0.14282207993875626,0.14282207993875626,0.14282207993875626,0.14282207993875626,0.14282207993875626,0.14282207993875626,0.14282207993875626,0.14282207993875626,0.14282207993875626,0.14282207993875626,0.14282207993875626,0.14282207993875626,0.14282207993875626,0.14282207993875626,0.14282207993875626,0.14282207993875626,0.14282207993875626,0.14282207993875626,0.14282207993875626,null,2.6899999999999866,0,0,0,0,0,0,0,0,0,0,0,0,0,0,0,0,0,0,0,0]
[null,null,271,2.6999999999999864,0.14327312033651168,0.14327312033651168,0.14327312033651168,0.14327312033651168,0.14327312033651168,0.14327312033651168,0.14327312033651168,0.14327312033651168,0.14327312033651168,0.14327312033651168,0.14327312033651168,0.14327312033651168,0.14327312033651168,0.14327312033651168,0.14327312033651168,0.14327312033651168,0.14327312033651168,0.14327312033651168,0.14327312033651168,0.14327312033651168,null,2.6999999999999864,0,0,0,0,0,0,0,0,0,0,0,0,0,0,0,0,0,0,0,0]
[null,null,272,2.7099999999999862,0.14372490412941089,0.14372490412941089,0.14372490412941089,0.14372490412941089,0.14372490412941089,0.14372490412941089,0.14372490412941089,0.14372490412941089,0.14372490412941089,0.14372490412941089,0.14372490412941089,0.14372490412941089,0.14372490412941089,0.14372490412941089,0.14372490412941089,0.14372490412941089,0.14372490412941089,0.14372490412941089,0.14372490412941089,0.14372490412941089,null,2.7099999999999862,0,0,0,0,0,0,0,0,0,0,0,0,0,0,0,0,0,0,0,0]
[null,null,273,2.719999999999986,0.14417743903001973,0.14417743903001973,0.14417743903001973,0.14417743903001973,{"$f":"IF(AH$16=0,0,IF(I$36*$D317^4  +    I$37*$D317^3   +    I$38*$D317^2    +    I$39*$D317   +    I$40>1,1,I$36*$D317^4  +    I$37*$D317^3   +    I$38*$D317^2    +    I$39*$D317   +    I$40))","v":0.14417743903001973},{"$f":"IF(AI$16=0,0,IF(J$36*$D317^4  +    J$37*$D317^3   +    J$38*$D317^2    +    J$39*$D317   +    J$40>1,1,J$36*$D317^4  +    J$37*$D317^3   +    J$38*$D317^2    +    J$39*$D317   +    J$40))","v":0.14417743903001973},{"$f":"IF(AJ$16=0,0,IF(K$36*$D317^4  +    K$37*$D317^3   +    K$38*$D317^2    +    K$39*$D317   +    K$40>1,1,K$36*$D317^4  +    K$37*$D317^3   +    K$38*$D317^2    +    K$39*$D317   +    K$40))","v":0.14417743903001973},{"$f":"IF(AK$16=0,0,IF(L$36*$D317^4  +    L$37*$D317^3   +    L$38*$D317^2    +    L$39*$D317   +    L$40>1,1,L$36*$D317^4  +    L$37*$D317^3   +    L$38*$D317^2    +    L$39*$D317   +    L$40))","v":0.14417743903001973},{"$f":"IF(AL$16=0,0,IF(M$36*$D317^4  +    M$37*$D317^3   +    M$38*$D317^2    +    M$39*$D317   +    M$40>1,1,M$36*$D317^4  +    M$37*$D317^3   +    M$38*$D317^2    +    M$39*$D317   +    M$40))","v":0.14417743903001973},{"$f":"IF(AM$16=0,0,IF(N$36*$D317^4  +    N$37*$D317^3   +    N$38*$D317^2    +    N$39*$D317   +    N$40>1,1,N$36*$D317^4  +    N$37*$D317^3   +    N$38*$D317^2    +    N$39*$D317   +    N$40))","v":0.14417743903001973},{"$f":"IF(AN$16=0,0,IF(O$36*$D317^4  +    O$37*$D317^3   +    O$38*$D317^2    +    O$39*$D317   +    O$40>1,1,O$36*$D317^4  +    O$37*$D317^3   +    O$38*$D317^2    +    O$39*$D317   +    O$40))","v":0.14417743903001973},{"$f":"IF(AO$16=0,0,IF(P$36*$D317^4  +    P$37*$D317^3   +    P$38*$D317^2    +    P$39*$D317   +    P$40>1,1,P$36*$D317^4  +    P$37*$D317^3   +    P$38*$D317^2    +    P$39*$D317   +    P$40))","v":0.14417743903001973},{"$f":"IF(AP$16=0,0,IF(Q$36*$D317^4  +    Q$37*$D317^3   +    Q$38*$D317^2    +    Q$39*$D317   +    Q$40>1,1,Q$36*$D317^4  +    Q$37*$D317^3   +    Q$38*$D317^2    +    Q$39*$D317   +    Q$40))","v":0.14417743903001973},{"$f":"IF(AQ$16=0,0,IF(R$36*$D317^4  +    R$37*$D317^3   +    R$38*$D317^2    +    R$39*$D317   +    R$40>1,1,R$36*$D317^4  +    R$37*$D317^3   +    R$38*$D317^2    +    R$39*$D317   +    R$40))","v":0.14417743903001973},{"$f":"IF(AR$16=0,0,IF(S$36*$D317^4  +    S$37*$D317^3   +    S$38*$D317^2    +    S$39*$D317   +    S$40>1,1,S$36*$D317^4  +    S$37*$D317^3   +    S$38*$D317^2    +    S$39*$D317   +    S$40))","v":0.14417743903001973},{"$f":"IF(AS$16=0,0,IF(T$36*$D317^4  +    T$37*$D317^3   +    T$38*$D317^2    +    T$39*$D317   +    T$40>1,1,T$36*$D317^4  +    T$37*$D317^3   +    T$38*$D317^2    +    T$39*$D317   +    T$40))","v":0.14417743903001973},{"$f":"IF(AT$16=0,0,IF(U$36*$D317^4  +    U$37*$D317^3   +    U$38*$D317^2    +    U$39*$D317   +    U$40>1,1,U$36*$D317^4  +    U$37*$D317^3   +    U$38*$D317^2    +    U$39*$D317   +    U$40))","v":0.14417743903001973},{"$f":"IF(AU$16=0,0,IF(V$36*$D317^4  +    V$37*$D317^3   +    V$38*$D317^2    +    V$39*$D317   +    V$40>1,1,V$36*$D317^4  +    V$37*$D317^3   +    V$38*$D317^2    +    V$39*$D317   +    V$40))","v":0.14417743903001973},{"$f":"IF(AV$16=0,0,IF(W$36*$D317^4  +    W$37*$D317^3   +    W$38*$D317^2    +    W$39*$D317   +    W$40>1,1,W$36*$D317^4  +    W$37*$D317^3   +    W$38*$D317^2    +    W$39*$D317   +    W$40))","v":0.14417743903001973},{"$f":"IF(AW$16=0,0,IF(X$36*$D317^4  +    X$37*$D317^3   +    X$38*$D317^2    +    X$39*$D317   +    X$40>1,1,X$36*$D317^4  +    X$37*$D317^3   +    X$38*$D317^2    +    X$39*$D317   +    X$40))","v":0.14417743903001973},null,2.719999999999986,0,0,0,0,0,0,0,0,0,0,0,0,0,0,0,0,0,0,0,0]
[null,null,274,2.7299999999999858,0.14463073276125005,0.14463073276125005,0.14463073276125005,0.14463073276125005,0.14463073276125005,0.14463073276125005,0.14463073276125005,0.14463073276125005,0.14463073276125005,0.14463073276125005,0.14463073276125005,0.14463073276125005,0.14463073276125005,0.14463073276125005,0.14463073276125005,0.14463073276125005,0.14463073276125005,0.14463073276125005,0.14463073276125005,0.14463073276125005,null,2.7299999999999858,0,0,0,0,0,0,0,0,0,0,0,0,0,0,0,0,0,0,0,0]
[null,null,275,2.7399999999999856,0.14508479305635971,0.14508479305635971,0.14508479305635971,0.14508479305635971,0.14508479305635971,0.14508479305635971,0.14508479305635971,0.14508479305635971,0.14508479305635971,0.14508479305635971,0.14508479305635971,0.14508479305635971,0.14508479305635971,0.14508479305635971,0.14508479305635971,0.14508479305635971,0.14508479305635971,0.14508479305635971,0.14508479305635971,0.14508479305635971,null,2.7399999999999856,0,0,0,0,0,0,0,0,0,0,0,0,0,0,0,0,0,0,0,0]
[null,null,276,2.7499999999999853,0.14553962765895251,0.14553962765895251,0.14553962765895251,0.14553962765895251,0.14553962765895251,0.14553962765895251,0.14553962765895251,0.14553962765895251,0.14553962765895251,0.14553962765895251,0.14553962765895251,0.14553962765895251,0.14553962765895251,0.14553962765895251,0.14553962765895251,0.14553962765895251,0.14553962765895251,0.14553962765895251,0.14553962765895251,0.14553962765895251,null,2.7499999999999853,0,0,0,0,0,0,0,0,0,0,0,0,0,0,0,0,0,0,0,0]
[null,null,277,2.7599999999999851,0.14599524432297828,0.14599524432297828,0.14599524432297828,0.14599524432297828,0.14599524432297828,0.14599524432297828,0.14599524432297828,0.14599524432297828,0.14599524432297828,0.14599524432297828,0.14599524432297828,0.14599524432297828,0.14599524432297828,0.14599524432297828,0.14599524432297828,0.14599524432297828,0.14599524432297828,0.14599524432297828,0.14599524432297828,0.14599524432297828,null,2.7599999999999851,0,0,0,0,0,0,0,0,0,0,0,0,0,0,0,0,0,0,0,0]
[null,null,278,2.7699999999999849,0.14645165081273281,0.14645165081273281,0.14645165081273281,0.14645165081273281,0.14645165081273281,0.14645165081273281,0.14645165081273281,0.14645165081273281,0.14645165081273281,0.14645165081273281,0.14645165081273281,0.14645165081273281,0.14645165081273281,0.14645165081273281,0.14645165081273281,0.14645165081273281,0.14645165081273281,0.14645165081273281,0.14645165081273281,0.14645165081273281,null,2.7699999999999849,0,0,0,0,0,0,0,0,0,0,0,0,0,0,0,0,0,0,0,0]
[null,null,279,2.7799999999999847,0.14690885490285793,0.14690885490285793,0.14690885490285793,0.14690885490285793,0.14690885490285793,0.14690885490285793,0.14690885490285793,0.14690885490285793,0.14690885490285793,0.14690885490285793,0.14690885490285793,0.14690885490285793,0.14690885490285793,0.14690885490285793,0.14690885490285793,0.14690885490285793,0.14690885490285793,0.14690885490285793,0.14690885490285793,0.14690885490285793,null,2.7799999999999847,0,0,0,0,0,0,0,0,0,0,0,0,0,0,0,0,0,0,0,0]
[null,null,280,2.7899999999999845,0.14736686437834151,0.14736686437834151,0.14736686437834151,0.14736686437834151,0.14736686437834151,0.14736686437834151,0.14736686437834151,0.14736686437834151,0.14736686437834151,0.14736686437834151,0.14736686437834151,0.14736686437834151,0.14736686437834151,0.14736686437834151,0.14736686437834151,0.14736686437834151,0.14736686437834151,0.14736686437834151,0.14736686437834151,0.14736686437834151,null,2.7899999999999845,0,0,0,0,0,0,0,0,0,0,0,0,0,0,0,0,0,0,0,0]
[null,null,281,2.7999999999999843,0.14782568703451718,0.14782568703451718,0.14782568703451718,0.14782568703451718,0.14782568703451718,0.14782568703451718,0.14782568703451718,0.14782568703451718,0.14782568703451718,0.14782568703451718,0.14782568703451718,0.14782568703451718,0.14782568703451718,0.14782568703451718,0.14782568703451718,0.14782568703451718,0.14782568703451718,0.14782568703451718,0.14782568703451718,0.14782568703451718,null,2.7999999999999843,0,0,0,0,0,0,0,0,0,0,0,0,0,0,0,0,0,0,0,0]
[null,null,282,2.8099999999999841,0.14828533067706487,0.14828533067706487,0.14828533067706487,0.14828533067706487,0.14828533067706487,0.14828533067706487,0.14828533067706487,0.14828533067706487,0.14828533067706487,0.14828533067706487,0.14828533067706487,0.14828533067706487,0.14828533067706487,0.14828533067706487,0.14828533067706487,0.14828533067706487,0.14828533067706487,0.14828533067706487,0.14828533067706487,0.14828533067706487,null,2.8099999999999841,0,0,0,0,0,0,0,0,0,0,0,0,0,0,0,0,0,0,0,0]
[null,null,283,2.8199999999999839,0.1487458031220103,0.1487458031220103,0.1487458031220103,0.1487458031220103,0.1487458031220103,0.1487458031220103,0.1487458031220103,0.1487458031220103,0.1487458031220103,0.1487458031220103,0.1487458031220103,0.1487458031220103,0.1487458031220103,0.1487458031220103,0.1487458031220103,0.1487458031220103,0.1487458031220103,0.1487458031220103,0.1487458031220103,0.1487458031220103,null,2.8199999999999839,0,0,0,0,0,0,0,0,0,0,0,0,0,0,0,0,0,0,0,0]
[null,null,284,2.8299999999999836,0.14920711219572524,0.14920711219572524,0.14920711219572524,0.14920711219572524,0.14920711219572524,0.14920711219572524,0.14920711219572524,0.14920711219572524,0.14920711219572524,0.14920711219572524,0.14920711219572524,0.14920711219572524,0.14920711219572524,0.14920711219572524,0.14920711219572524,0.14920711219572524,0.14920711219572524,0.14920711219572524,0.14920711219572524,0.14920711219572524,null,2.8299999999999836,0,0,0,0,0,0,0,0,0,0,0,0,0,0,0,0,0,0,0,0]
[null,null,285,2.8399999999999834,0.1496692657349275,0.1496692657349275,0.1496692657349275,0.1496692657349275,0.1496692657349275,0.1496692657349275,0.1496692657349275,0.1496692657349275,0.1496692657349275,0.1496692657349275,0.1496692657349275,0.1496692657349275,0.1496692657349275,0.1496692657349275,0.1496692657349275,0.1496692657349275,0.1496692657349275,0.1496692657349275,0.1496692657349275,0.1496692657349275,null,2.8399999999999834,0,0,0,0,0,0,0,0,0,0,0,0,0,0,0,0,0,0,0,0]
[null,null,286,2.8499999999999832,0.15013227158668074,0.15013227158668074,0.15013227158668074,0.15013227158668074,0.15013227158668074,0.15013227158668074,0.15013227158668074,0.15013227158668074,0.15013227158668074,0.15013227158668074,0.15013227158668074,0.15013227158668074,0.15013227158668074,0.15013227158668074,0.15013227158668074,0.15013227158668074,0.15013227158668074,0.15013227158668074,0.15013227158668074,0.15013227158668074,null,2.8499999999999832,0,0,0,0,0,0,0,0,0,0,0,0,0,0,0,0,0,0,0,0]
[null,null,287,2.859999999999983,0.1505961376083948,0.1505961376083948,0.1505961376083948,0.1505961376083948,0.1505961376083948,0.1505961376083948,0.1505961376083948,0.1505961376083948,0.1505961376083948,0.1505961376083948,0.1505961376083948,0.1505961376083948,0.1505961376083948,0.1505961376083948,0.1505961376083948,0.1505961376083948,0.1505961376083948,0.1505961376083948,0.1505961376083948,0.1505961376083948,null,2.859999999999983,0,0,0,0,0,0,0,0,0,0,0,0,0,0,0,0,0,0,0,0]
[null,null,288,2.8699999999999828,0.15106087166782539,0.15106087166782539,0.15106087166782539,0.15106087166782539,0.15106087166782539,0.15106087166782539,0.15106087166782539,0.15106087166782539,0.15106087166782539,0.15106087166782539,0.15106087166782539,0.15106087166782539,0.15106087166782539,0.15106087166782539,0.15106087166782539,0.15106087166782539,0.15106087166782539,0.15106087166782539,0.15106087166782539,0.15106087166782539,null,2.8699999999999828,0,0,0,0,0,0,0,0,0,0,0,0,0,0,0,0,0,0,0,0]
[null,null,289,2.8799999999999826,0.15152648164307431,0.15152648164307431,0.15152648164307431,0.15152648164307431,0.15152648164307431,0.15152648164307431,0.15152648164307431,0.15152648164307431,0.15152648164307431,0.15152648164307431,0.15152648164307431,0.15152648164307431,0.15152648164307431,0.15152648164307431,0.15152648164307431,0.15152648164307431,0.15152648164307431,0.15152648164307431,0.15152648164307431,0.15152648164307431,null,2.8799999999999826,0,0,0,0,0,0,0,0,0,0,0,0,0,0,0,0,0,0,0,0]
[null,null,290,2.8899999999999824,0.15199297542258916,0.15199297542258916,0.15199297542258916,0.15199297542258916,0.15199297542258916,0.15199297542258916,0.15199297542258916,0.15199297542258916,0.15199297542258916,0.15199297542258916,0.15199297542258916,0.15199297542258916,0.15199297542258916,0.15199297542258916,0.15199297542258916,0.15199297542258916,0.15199297542258916,0.15199297542258916,0.15199297542258916,0.15199297542258916,null,2.8899999999999824,0,0,0,0,0,0,0,0,0,0,0,0,0,0,0,0,0,0,0,0]
[null,null,291,2.8999999999999821,0.15246036090516379,0.15246036090516379,0.15246036090516379,0.15246036090516379,0.15246036090516379,0.15246036090516379,0.15246036090516379,0.15246036090516379,0.15246036090516379,0.15246036090516379,0.15246036090516379,0.15246036090516379,0.15246036090516379,0.15246036090516379,0.15246036090516379,0.15246036090516379,0.15246036090516379,0.15246036090516379,0.15246036090516379,0.15246036090516379,null,2.8999999999999821,0,0,0,0,0,0,0,0,0,0,0,0,0,0,0,0,0,0,0,0]
[null,null,292,2.9099999999999819,0.15292864599993783,0.15292864599993783,0.15292864599993783,0.15292864599993783,0.15292864599993783,0.15292864599993783,0.15292864599993783,0.15292864599993783,0.15292864599993783,0.15292864599993783,0.15292864599993783,0.15292864599993783,0.15292864599993783,0.15292864599993783,0.15292864599993783,0.15292864599993783,0.15292864599993783,0.15292864599993783,0.15292864599993783,0.15292864599993783,null,2.9099999999999819,0,0,0,0,0,0,0,0,0,0,0,0,0,0,0,0,0,0,0,0]
[null,null,293,2.9199999999999817,0.153397838626397,0.153397838626397,0.153397838626397,0.153397838626397,0.153397838626397,0.153397838626397,0.153397838626397,0.153397838626397,0.153397838626397,0.153397838626397,0.153397838626397,0.153397838626397,0.153397838626397,0.153397838626397,0.153397838626397,0.153397838626397,0.153397838626397,0.153397838626397,0.153397838626397,0.153397838626397,null,2.9199999999999817,0,0,0,0,0,0,0,0,0,0,0,0,0,0,0,0,0,0,0,0]
[null,null,294,2.9299999999999815,0.15386794671437309,0.15386794671437309,0.15386794671437309,0.15386794671437309,0.15386794671437309,0.15386794671437309,0.15386794671437309,0.15386794671437309,0.15386794671437309,0.15386794671437309,0.15386794671437309,0.15386794671437309,0.15386794671437309,0.15386794671437309,0.15386794671437309,0.15386794671437309,0.15386794671437309,0.15386794671437309,0.15386794671437309,0.15386794671437309,null,2.9299999999999815,0,0,0,0,0,0,0,0,0,0,0,0,0,0,0,0,0,0,0,0]
[null,null,295,2.9399999999999813,0.15433897820404363,0.15433897820404363,0.15433897820404363,0.15433897820404363,0.15433897820404363,0.15433897820404363,0.15433897820404363,0.15433897820404363,0.15433897820404363,0.15433897820404363,0.15433897820404363,0.15433897820404363,0.15433897820404363,0.15433897820404363,0.15433897820404363,0.15433897820404363,0.15433897820404363,0.15433897820404363,0.15433897820404363,0.15433897820404363,null,2.9399999999999813,0,0,0,0,0,0,0,0,0,0,0,0,0,0,0,0,0,0,0,0]
[null,null,296,2.9499999999999811,0.15481094104593246,0.15481094104593246,0.15481094104593246,0.15481094104593246,0.15481094104593246,0.15481094104593246,0.15481094104593246,0.15481094104593246,0.15481094104593246,0.15481094104593246,0.15481094104593246,0.15481094104593246,0.15481094104593246,0.15481094104593246,0.15481094104593246,0.15481094104593246,0.15481094104593246,0.15481094104593246,0.15481094104593246,0.15481094104593246,null,2.9499999999999811,0,0,0,0,0,0,0,0,0,0,0,0,0,0,0,0,0,0,0,0]
[null,null,297,2.9599999999999809,0.15528384320090921,0.15528384320090921,0.15528384320090921,0.15528384320090921,0.15528384320090921,0.15528384320090921,0.15528384320090921,0.15528384320090921,0.15528384320090921,0.15528384320090921,0.15528384320090921,0.15528384320090921,0.15528384320090921,0.15528384320090921,0.15528384320090921,0.15528384320090921,0.15528384320090921,0.15528384320090921,0.15528384320090921,0.15528384320090921,null,2.9599999999999809,0,0,0,0,0,0,0,0,0,0,0,0,0,0,0,0,0,0,0,0]
[null,null,298,2.9699999999999807,0.15575769264018957,0.15575769264018957,0.15575769264018957,0.15575769264018957,0.15575769264018957,0.15575769264018957,0.15575769264018957,0.15575769264018957,0.15575769264018957,0.15575769264018957,0.15575769264018957,0.15575769264018957,0.15575769264018957,0.15575769264018957,0.15575769264018957,0.15575769264018957,0.15575769264018957,0.15575769264018957,0.15575769264018957,0.15575769264018957,null,2.9699999999999807,0,0,0,0,0,0,0,0,0,0,0,0,0,0,0,0,0,0,0,0]
[null,null,299,2.9799999999999804,0.15623249734533512,0.15623249734533512,0.15623249734533512,0.15623249734533512,0.15623249734533512,0.15623249734533512,0.15623249734533512,0.15623249734533512,0.15623249734533512,0.15623249734533512,0.15623249734533512,0.15623249734533512,0.15623249734533512,0.15623249734533512,0.15623249734533512,0.15623249734533512,0.15623249734533512,0.15623249734533512,0.15623249734533512,0.15623249734533512,null,2.9799999999999804,0,0,0,0,0,0,0,0,0,0,0,0,0,0,0,0,0,0,0,0]
[null,null,300,2.9899999999999802,0.1567082653082536,0.1567082653082536,0.1567082653082536,0.1567082653082536,0.1567082653082536,0.1567082653082536,0.1567082653082536,0.1567082653082536,0.1567082653082536,0.1567082653082536,0.1567082653082536,0.1567082653082536,0.1567082653082536,0.1567082653082536,0.1567082653082536,0.1567082653082536,0.1567082653082536,0.1567082653082536,0.1567082653082536,0.1567082653082536,null,2.9899999999999802,0,0,0,0,0,0,0,0,0,0,0,0,0,0,0,0,0,0,0,0]
[null,null,301,2.99999999999998,0.15718500453119866,0.15718500453119866,0.15718500453119866,0.15718500453119866,0.15718500453119866,0.15718500453119866,0.15718500453119866,0.15718500453119866,0.15718500453119866,0.15718500453119866,0.15718500453119866,0.15718500453119866,0.15718500453119866,0.15718500453119866,0.15718500453119866,0.15718500453119866,0.15718500453119866,0.15718500453119866,0.15718500453119866,0.15718500453119866,null,2.99999999999998,0,0,0,0,0,0,0,0,0,0,0,0,0,0,0,0,0,0,0,0]
[null,null,302,3.0099999999999798,0.15766272302676987,0.15766272302676987,0.15766272302676987,0.15766272302676987,0.15766272302676987,0.15766272302676987,0.15766272302676987,0.15766272302676987,0.15766272302676987,0.15766272302676987,0.15766272302676987,0.15766272302676987,0.15766272302676987,0.15766272302676987,0.15766272302676987,0.15766272302676987,0.15766272302676987,0.15766272302676987,0.15766272302676987,0.15766272302676987,null,3.0099999999999798,0,0,0,0,0,0,0,0,0,0,0,0,0,0,0,0,0,0,0,0]
[null,null,303,3.0199999999999796,0.15814142881791299,0.15814142881791299,0.15814142881791299,0.15814142881791299,0.15814142881791299,0.15814142881791299,0.15814142881791299,0.15814142881791299,0.15814142881791299,0.15814142881791299,0.15814142881791299,0.15814142881791299,0.15814142881791299,0.15814142881791299,0.15814142881791299,0.15814142881791299,0.15814142881791299,0.15814142881791299,0.15814142881791299,0.15814142881791299,null,3.0199999999999796,0,0,0,0,0,0,0,0,0,0,0,0,0,0,0,0,0,0,0,0]
[null,null,304,3.0299999999999794,0.15862112993791955,0.15862112993791955,0.15862112993791955,0.15862112993791955,0.15862112993791955,0.15862112993791955,0.15862112993791955,0.15862112993791955,0.15862112993791955,0.15862112993791955,0.15862112993791955,0.15862112993791955,0.15862112993791955,0.15862112993791955,0.15862112993791955,0.15862112993791955,0.15862112993791955,0.15862112993791955,0.15862112993791955,0.15862112993791955,null,3.0299999999999794,0,0,0,0,0,0,0,0,0,0,0,0,0,0,0,0,0,0,0,0]
[null,null,305,3.0399999999999792,0.15910183443042725,0.15910183443042725,0.15910183443042725,0.15910183443042725,0.15910183443042725,0.15910183443042725,0.15910183443042725,0.15910183443042725,0.15910183443042725,0.15910183443042725,0.15910183443042725,0.15910183443042725,0.15910183443042725,0.15910183443042725,0.15910183443042725,0.15910183443042725,0.15910183443042725,0.15910183443042725,0.15910183443042725,0.15910183443042725,null,3.0399999999999792,0,0,0,0,0,0,0,0,0,0,0,0,0,0,0,0,0,0,0,0]
[null,null,306,3.049999999999979,0.15958355034941968,0.15958355034941968,0.15958355034941968,0.15958355034941968,0.15958355034941968,0.15958355034941968,0.15958355034941968,0.15958355034941968,0.15958355034941968,0.15958355034941968,0.15958355034941968,0.15958355034941968,0.15958355034941968,0.15958355034941968,0.15958355034941968,0.15958355034941968,0.15958355034941968,0.15958355034941968,0.15958355034941968,0.15958355034941968,null,3.049999999999979,0,0,0,0,0,0,0,0,0,0,0,0,0,0,0,0,0,0,0,0]
[null,null,307,3.0599999999999787,0.16006628575922638,0.16006628575922638,0.16006628575922638,0.16006628575922638,0.16006628575922638,0.16006628575922638,0.16006628575922638,0.16006628575922638,0.16006628575922638,0.16006628575922638,0.16006628575922638,0.16006628575922638,0.16006628575922638,0.16006628575922638,0.16006628575922638,0.16006628575922638,0.16006628575922638,0.16006628575922638,0.16006628575922638,0.16006628575922638,null,3.0599999999999787,0,0,0,0,0,0,0,0,0,0,0,0,0,0,0,0,0,0,0,0]
[null,null,308,3.0699999999999785,0.160550048734523,0.160550048734523,0.160550048734523,0.160550048734523,0.160550048734523,0.160550048734523,0.160550048734523,0.160550048734523,0.160550048734523,0.160550048734523,0.160550048734523,0.160550048734523,0.160550048734523,0.160550048734523,0.160550048734523,0.160550048734523,0.160550048734523,0.160550048734523,0.160550048734523,0.160550048734523,null,3.0699999999999785,0,0,0,0,0,0,0,0,0,0,0,0,0,0,0,0,0,0,0,0]
[null,null,309,3.0799999999999783,0.16103484736033119,0.16103484736033119,0.16103484736033119,0.16103484736033119,0.16103484736033119,0.16103484736033119,0.16103484736033119,0.16103484736033119,0.16103484736033119,0.16103484736033119,0.16103484736033119,0.16103484736033119,0.16103484736033119,0.16103484736033119,0.16103484736033119,0.16103484736033119,0.16103484736033119,0.16103484736033119,0.16103484736033119,0.16103484736033119,null,3.0799999999999783,0,0,0,0,0,0,0,0,0,0,0,0,0,0,0,0,0,0,0,0]
[null,null,310,3.0899999999999781,0.1615206897320185,0.1615206897320185,0.1615206897320185,0.1615206897320185,0.1615206897320185,0.1615206897320185,0.1615206897320185,0.1615206897320185,0.1615206897320185,0.1615206897320185,0.1615206897320185,0.1615206897320185,0.1615206897320185,0.1615206897320185,0.1615206897320185,0.1615206897320185,0.1615206897320185,0.1615206897320185,0.1615206897320185,0.1615206897320185,null,3.0899999999999781,0,0,0,0,0,0,0,0,0,0,0,0,0,0,0,0,0,0,0,0]
[null,null,311,3.0999999999999779,0.16200758395529846,0.16200758395529846,0.16200758395529846,0.16200758395529846,0.16200758395529846,0.16200758395529846,0.16200758395529846,0.16200758395529846,0.16200758395529846,0.16200758395529846,0.16200758395529846,0.16200758395529846,0.16200758395529846,0.16200758395529846,0.16200758395529846,0.16200758395529846,0.16200758395529846,0.16200758395529846,0.16200758395529846,0.16200758395529846,null,3.0999999999999779,0,0,0,0,0,0,0,0,0,0,0,0,0,0,0,0,0,0,0,0]
[null,null,312,3.1099999999999777,0.16249553814623069,0.16249553814623069,0.16249553814623069,0.16249553814623069,0.16249553814623069,0.16249553814623069,0.16249553814623069,0.16249553814623069,0.16249553814623069,0.16249553814623069,0.16249553814623069,0.16249553814623069,0.16249553814623069,0.16249553814623069,0.16249553814623069,0.16249553814623069,0.16249553814623069,0.16249553814623069,0.16249553814623069,0.16249553814623069,null,3.1099999999999777,0,0,0,0,0,0,0,0,0,0,0,0,0,0,0,0,0,0,0,0]
[null,null,313,3.1199999999999775,0.16298456043122084,0.16298456043122084,0.16298456043122084,0.16298456043122084,0.16298456043122084,0.16298456043122084,0.16298456043122084,0.16298456043122084,0.16298456043122084,0.16298456043122084,0.16298456043122084,0.16298456043122084,0.16298456043122084,0.16298456043122084,0.16298456043122084,0.16298456043122084,0.16298456043122084,0.16298456043122084,0.16298456043122084,0.16298456043122084,null,3.1199999999999775,0,0,0,0,0,0,0,0,0,0,0,0,0,0,0,0,0,0,0,0]
[null,null,314,3.1299999999999772,0.16347465894702029,0.16347465894702029,0.16347465894702029,0.16347465894702029,0.16347465894702029,0.16347465894702029,0.16347465894702029,0.16347465894702029,0.16347465894702029,0.16347465894702029,0.16347465894702029,0.16347465894702029,0.16347465894702029,0.16347465894702029,0.16347465894702029,0.16347465894702029,0.16347465894702029,0.16347465894702029,0.16347465894702029,0.16347465894702029,null,3.1299999999999772,0,0,0,0,0,0,0,0,0,0,0,0,0,0,0,0,0,0,0,0]
[null,null,315,3.139999999999977,0.16396584184072671,0.16396584184072671,0.16396584184072671,0.16396584184072671,0.16396584184072671,0.16396584184072671,0.16396584184072671,0.16396584184072671,0.16396584184072671,0.16396584184072671,0.16396584184072671,0.16396584184072671,0.16396584184072671,0.16396584184072671,0.16396584184072671,0.16396584184072671,0.16396584184072671,0.16396584184072671,0.16396584184072671,0.16396584184072671,null,3.139999999999977,0,0,0,0,0,0,0,0,0,0,0,0,0,0,0,0,0,0,0,0]
[null,null,316,3.1499999999999768,0.1644581172697836,0.1644581172697836,0.1644581172697836,0.1644581172697836,0.1644581172697836,0.1644581172697836,0.1644581172697836,0.1644581172697836,0.1644581172697836,0.1644581172697836,0.1644581172697836,0.1644581172697836,0.1644581172697836,0.1644581172697836,0.1644581172697836,0.1644581172697836,0.1644581172697836,0.1644581172697836,0.1644581172697836,0.1644581172697836,null,3.1499999999999768,0,0,0,0,0,0,0,0,0,0,0,0,0,0,0,0,0,0,0,0]
[null,null,317,3.1599999999999766,0.16495149340198062,0.16495149340198062,0.16495149340198062,0.16495149340198062,0.16495149340198062,0.16495149340198062,0.16495149340198062,0.16495149340198062,0.16495149340198062,0.16495149340198062,0.16495149340198062,0.16495149340198062,0.16495149340198062,0.16495149340198062,0.16495149340198062,0.16495149340198062,0.16495149340198062,0.16495149340198062,0.16495149340198062,0.16495149340198062,null,3.1599999999999766,0,0,0,0,0,0,0,0,0,0,0,0,0,0,0,0,0,0,0,0]
[null,null,318,3.1699999999999764,0.16544597841545311,0.16544597841545311,0.16544597841545311,0.16544597841545311,0.16544597841545311,0.16544597841545311,0.16544597841545311,0.16544597841545311,0.16544597841545311,0.16544597841545311,0.16544597841545311,0.16544597841545311,0.16544597841545311,0.16544597841545311,0.16544597841545311,0.16544597841545311,0.16544597841545311,0.16544597841545311,0.16544597841545311,0.16544597841545311,null,3.1699999999999764,0,0,0,0,0,0,0,0,0,0,0,0,0,0,0,0,0,0,0,0]
[null,null,319,3.1799999999999762,0.16594158049868274,0.16594158049868274,0.16594158049868274,0.16594158049868274,0.16594158049868274,0.16594158049868274,0.16594158049868274,0.16594158049868274,0.16594158049868274,0.16594158049868274,0.16594158049868274,0.16594158049868274,0.16594158049868274,0.16594158049868274,0.16594158049868274,0.16594158049868274,0.16594158049868274,0.16594158049868274,0.16594158049868274,0.16594158049868274,null,3.1799999999999762,0,0,0,0,0,0,0,0,0,0,0,0,0,0,0,0,0,0,0,0]
[null,null,320,3.189999999999976,0.16643830785049696,0.16643830785049696,0.16643830785049696,0.16643830785049696,0.16643830785049696,0.16643830785049696,0.16643830785049696,0.16643830785049696,0.16643830785049696,0.16643830785049696,0.16643830785049696,0.16643830785049696,0.16643830785049696,0.16643830785049696,0.16643830785049696,0.16643830785049696,0.16643830785049696,0.16643830785049696,0.16643830785049696,0.16643830785049696,null,3.189999999999976,0,0,0,0,0,0,0,0,0,0,0,0,0,0,0,0,0,0,0,0]
[null,null,321,3.1999999999999758,0.16693616868006933,0.16693616868006933,0.16693616868006933,0.16693616868006933,0.16693616868006933,0.16693616868006933,0.16693616868006933,0.16693616868006933,0.16693616868006933,0.16693616868006933,0.16693616868006933,0.16693616868006933,0.16693616868006933,0.16693616868006933,0.16693616868006933,0.16693616868006933,0.16693616868006933,0.16693616868006933,0.16693616868006933,0.16693616868006933,null,3.1999999999999758,0,0,0,0,0,0,0,0,0,0,0,0,0,0,0,0,0,0,0,0]
[null,null,322,{"$f":"D365+0.01","v":3.2099999999999755},{"$f":"IF(AD$16=0,0,IF(E$36*$D366^4  +    E$37*$D366^3   +    E$38*$D366^2    +    E$39*$D366   +    E$40>1,1,E$36*$D366^4  +    E$37*$D366^3   +    E$38*$D366^2    +    E$39*$D366   +    E$40))","v":0.16743517120691931},{"$f":"IF(AE$16=0,0,IF(F$36*$D366^4  +    F$37*$D366^3   +    F$38*$D366^2    +    F$39*$D366   +    F$40>1,1,F$36*$D366^4  +    F$37*$D366^3   +    F$38*$D366^2    +    F$39*$D366   +    F$40))","v":0.16743517120691931},{"$f":"IF(AF$16=0,0,IF(G$36*$D366^4  +    G$37*$D366^3   +    G$38*$D366^2    +    G$39*$D366   +    G$40>1,1,G$36*$D366^4  +    G$37*$D366^3   +    G$38*$D366^2    +    G$39*$D366   +    G$40))","v":0.16743517120691931},{"$f":"IF(AG$16=0,0,IF(H$36*$D366^4  +    H$37*$D366^3   +    H$38*$D366^2    +    H$39*$D366   +    H$40>1,1,H$36*$D366^4  +    H$37*$D366^3   +    H$38*$D366^2    +    H$39*$D366   +    H$40))","v":0.16743517120691931},0.16743517120691931,0.16743517120691931,0.16743517120691931,0.16743517120691931,0.16743517120691931,0.16743517120691931,0.16743517120691931,0.16743517120691931,0.16743517120691931,0.16743517120691931,0.16743517120691931,0.16743517120691931,0.16743517120691931,0.16743517120691931,0.16743517120691931,0.16743517120691931,null,{"$f":"Z365+0.01","v":3.2099999999999755},{"$f":"IF(AA$43<>0,INDEX(E$45:E$1045, MATCH($Z366*(AA$43/24), $D$45:$D$1045)), 0)","v":0},{"$f":"IF(AB$43<>0,INDEX(F$45:F$1045, MATCH($Z366*(AB$43/24), $D$45:$D$1045)), 0)","v":0},{"$f":"IF(AC$43<>0,INDEX(G$45:G$1045, MATCH($Z366*(AC$43/24), $D$45:$D$1045)), 0)","v":0},{"$f":"IF(AD$43<>0,INDEX(H$45:H$1045, MATCH($Z366*(AD$43/24), $D$45:$D$1045)), 0)","v":0},{"$f":"IF(AE$43<>0,INDEX(I$45:I$1045, MATCH($Z366*(AE$43/24), $D$45:$D$1045)), 0)","v":0},{"$f":"IF(AF$43<>0,INDEX(J$45:J$1045, MATCH($Z366*(AF$43/24), $D$45:$D$1045)), 0)","v":0},{"$f":"IF(AG$43<>0,INDEX(K$45:K$1045, MATCH($Z366*(AG$43/24), $D$45:$D$1045)), 0)","v":0},{"$f":"IF(AH$43<>0,INDEX(L$45:L$1045, MATCH($Z366*(AH$43/24), $D$45:$D$1045)), 0)","v":0},{"$f":"IF(AI$43<>0,INDEX(M$45:M$1045, MATCH($Z366*(AI$43/24), $D$45:$D$1045)), 0)","v":0},{"$f":"IF(AJ$43<>0,INDEX(N$45:N$1045, MATCH($Z366*(AJ$43/24), $D$45:$D$1045)), 0)","v":0},{"$f":"IF(AK$43<>0,INDEX(O$45:O$1045, MATCH($Z366*(AK$43/24), $D$45:$D$1045)), 0)","v":0},{"$f":"IF(AL$43<>0,INDEX(P$45:P$1045, MATCH($Z366*(AL$43/24), $D$45:$D$1045)), 0)","v":0},{"$f":"IF(AM$43<>0,INDEX(Q$45:Q$1045, MATCH($Z366*(AM$43/24), $D$45:$D$1045)), 0)","v":0},{"$f":"IF(AN$43<>0,INDEX(R$45:R$1045, MATCH($Z366*(AN$43/24), $D$45:$D$1045)), 0)","v":0},{"$f":"IF(AO$43<>0,INDEX(S$45:S$1045, MATCH($Z366*(AO$43/24), $D$45:$D$1045)), 0)","v":0},{"$f":"IF(AP$43<>0,INDEX(T$45:T$1045, MATCH($Z366*(AP$43/24), $D$45:$D$1045)), 0)","v":0},{"$f":"IF(AQ$43<>0,INDEX(U$45:U$1045, MATCH($Z366*(AQ$43/24), $D$45:$D$1045)), 0)","v":0},{"$f":"IF(AR$43<>0,INDEX(V$45:V$1045, MATCH($Z366*(AR$43/24), $D$45:$D$1045)), 0)","v":0},{"$f":"IF(AS$43<>0,INDEX(W$45:W$1045, MATCH($Z366*(AS$43/24), $D$45:$D$1045)), 0)","v":0},{"$f":"IF(AT$43<>0,INDEX(X$45:X$1045, MATCH($Z366*(AT$43/24), $D$45:$D$1045)), 0)","v":0}]
[null,null,{"$f":"C366+1","v":323},3.2199999999999753,0.16793532366091241,0.16793532366091241,0.16793532366091241,0.16793532366091241,0.16793532366091241,0.16793532366091241,0.16793532366091241,0.16793532366091241,0.16793532366091241,0.16793532366091241,0.16793532366091241,0.16793532366091241,0.16793532366091241,0.16793532366091241,0.16793532366091241,0.16793532366091241,0.16793532366091241,0.16793532366091241,0.16793532366091241,0.16793532366091241,null,3.2199999999999753,0,0,0,0,0,0,0,0,0,0,0,0,0,0,0,0,0,0,0,0]
[null,null,324,3.2299999999999751,0.16843663428226008,0.16843663428226008,0.16843663428226008,0.16843663428226008,0.16843663428226008,0.16843663428226008,0.16843663428226008,0.16843663428226008,0.16843663428226008,0.16843663428226008,0.16843663428226008,0.16843663428226008,0.16843663428226008,0.16843663428226008,0.16843663428226008,0.16843663428226008,0.16843663428226008,0.16843663428226008,0.16843663428226008,0.16843663428226008,null,3.2299999999999751,0,0,0,0,0,0,0,0,0,0,0,0,0,0,0,0,0,0,0,0]
[null,null,325,3.2399999999999749,0.1689391113215199,0.1689391113215199,0.1689391113215199,0.1689391113215199,0.1689391113215199,0.1689391113215199,0.1689391113215199,0.1689391113215199,0.1689391113215199,0.1689391113215199,0.1689391113215199,0.1689391113215199,0.1689391113215199,0.1689391113215199,0.1689391113215199,0.1689391113215199,0.1689391113215199,0.1689391113215199,0.1689391113215199,0.1689391113215199,null,3.2399999999999749,0,0,0,0,0,0,0,0,0,0,0,0,0,0,0,0,0,0,0,0]
[null,null,326,3.2499999999999747,0.16944276303959527,0.16944276303959527,0.16944276303959527,0.16944276303959527,0.16944276303959527,0.16944276303959527,0.16944276303959527,0.16944276303959527,0.16944276303959527,0.16944276303959527,0.16944276303959527,0.16944276303959527,0.16944276303959527,0.16944276303959527,0.16944276303959527,0.16944276303959527,0.16944276303959527,0.16944276303959527,0.16944276303959527,0.16944276303959527,null,3.2499999999999747,0,0,0,0,0,0,0,0,0,0,0,0,0,0,0,0,0,0,0,0]
[null,null,327,3.2599999999999745,0.16994759770773565,0.16994759770773565,0.16994759770773565,0.16994759770773565,0.16994759770773565,0.16994759770773565,0.16994759770773565,0.16994759770773565,0.16994759770773565,0.16994759770773565,0.16994759770773565,0.16994759770773565,0.16994759770773565,0.16994759770773565,0.16994759770773565,0.16994759770773565,0.16994759770773565,0.16994759770773565,0.16994759770773565,0.16994759770773565,null,3.2599999999999745,0,0,0,0,0,0,0,0,0,0,0,0,0,0,0,0,0,0,0,0]
[null,null,328,3.2699999999999743,0.17045362360753652,0.17045362360753652,0.17045362360753652,0.17045362360753652,0.17045362360753652,0.17045362360753652,0.17045362360753652,0.17045362360753652,0.17045362360753652,0.17045362360753652,0.17045362360753652,0.17045362360753652,0.17045362360753652,0.17045362360753652,0.17045362360753652,0.17045362360753652,0.17045362360753652,0.17045362360753652,0.17045362360753652,0.17045362360753652,null,3.2699999999999743,0,0,0,0,0,0,0,0,0,0,0,0,0,0,0,0,0,0,0,0]
[null,null,329,3.279999999999974,0.17096084903093939,0.17096084903093939,0.17096084903093939,0.17096084903093939,0.17096084903093939,0.17096084903093939,0.17096084903093939,0.17096084903093939,0.17096084903093939,0.17096084903093939,0.17096084903093939,0.17096084903093939,0.17096084903093939,0.17096084903093939,0.17096084903093939,0.17096084903093939,0.17096084903093939,0.17096084903093939,0.17096084903093939,0.17096084903093939,null,3.279999999999974,0,0,0,0,0,0,0,0,0,0,0,0,0,0,0,0,0,0,0,0]
[null,null,330,3.2899999999999738,0.17146928228023162,0.17146928228023162,0.17146928228023162,0.17146928228023162,0.17146928228023162,0.17146928228023162,0.17146928228023162,0.17146928228023162,0.17146928228023162,0.17146928228023162,0.17146928228023162,0.17146928228023162,0.17146928228023162,0.17146928228023162,0.17146928228023162,0.17146928228023162,0.17146928228023162,0.17146928228023162,0.17146928228023162,0.17146928228023162,null,3.2899999999999738,0,0,0,0,0,0,0,0,0,0,0,0,0,0,0,0,0,0,0,0]
[null,null,331,3.2999999999999736,0.17197893166804673,0.17197893166804673,0.17197893166804673,0.17197893166804673,0.17197893166804673,0.17197893166804673,0.17197893166804673,0.17197893166804673,0.17197893166804673,0.17197893166804673,0.17197893166804673,0.17197893166804673,0.17197893166804673,0.17197893166804673,0.17197893166804673,0.17197893166804673,0.17197893166804673,0.17197893166804673,0.17197893166804673,0.17197893166804673,null,3.2999999999999736,0,0,0,0,0,0,0,0,0,0,0,0,0,0,0,0,0,0,0,0]
[null,null,332,3.3099999999999734,0.17248980551736409,0.17248980551736409,0.17248980551736409,0.17248980551736409,0.17248980551736409,0.17248980551736409,0.17248980551736409,0.17248980551736409,0.17248980551736409,0.17248980551736409,0.17248980551736409,0.17248980551736409,0.17248980551736409,0.17248980551736409,0.17248980551736409,0.17248980551736409,0.17248980551736409,0.17248980551736409,0.17248980551736409,0.17248980551736409,null,3.3099999999999734,0,0,0,0,0,0,0,0,0,0,0,0,0,0,0,0,0,0,0,0]
[null,null,333,3.3199999999999732,0.17300191216150917,0.17300191216150917,0.17300191216150917,0.17300191216150917,0.17300191216150917,0.17300191216150917,0.17300191216150917,0.17300191216150917,0.17300191216150917,0.17300191216150917,0.17300191216150917,0.17300191216150917,0.17300191216150917,0.17300191216150917,0.17300191216150917,0.17300191216150917,0.17300191216150917,0.17300191216150917,0.17300191216150917,0.17300191216150917,null,3.3199999999999732,0,0,0,0,0,0,0,0,0,0,0,0,0,0,0,0,0,0,0,0]
[null,null,334,3.329999999999973,0.1735152599441534,0.1735152599441534,0.1735152599441534,0.1735152599441534,0.1735152599441534,0.1735152599441534,0.1735152599441534,0.1735152599441534,0.1735152599441534,0.1735152599441534,0.1735152599441534,0.1735152599441534,0.1735152599441534,0.1735152599441534,0.1735152599441534,0.1735152599441534,0.1735152599441534,0.1735152599441534,0.1735152599441534,0.1735152599441534,null,3.329999999999973,0,0,0,0,0,0,0,0,0,0,0,0,0,0,0,0,0,0,0,0]
[null,null,335,3.3399999999999728,0.17402985721931408,0.17402985721931408,0.17402985721931408,0.17402985721931408,0.17402985721931408,0.17402985721931408,0.17402985721931408,0.17402985721931408,0.17402985721931408,0.17402985721931408,0.17402985721931408,0.17402985721931408,0.17402985721931408,0.17402985721931408,0.17402985721931408,0.17402985721931408,0.17402985721931408,0.17402985721931408,0.17402985721931408,0.17402985721931408,null,3.3399999999999728,0,0,0,0,0,0,0,0,0,0,0,0,0,0,0,0,0,0,0,0]
[null,null,336,3.3499999999999726,0.17454571235135474,0.17454571235135474,0.17454571235135474,0.17454571235135474,0.17454571235135474,0.17454571235135474,0.17454571235135474,0.17454571235135474,0.17454571235135474,0.17454571235135474,0.17454571235135474,0.17454571235135474,0.17454571235135474,0.17454571235135474,0.17454571235135474,0.17454571235135474,0.17454571235135474,0.17454571235135474,0.17454571235135474,0.17454571235135474,null,3.3499999999999726,0,0,0,0,0,0,0,0,0,0,0,0,0,0,0,0,0,0,0,0]
[null,null,337,3.3599999999999723,0.17506283371498471,0.17506283371498471,0.17506283371498471,0.17506283371498471,{"$f":"IF(AH$16=0,0,IF(I$36*$D381^4  +    I$37*$D381^3   +    I$38*$D381^2    +    I$39*$D381   +    I$40>1,1,I$36*$D381^4  +    I$37*$D381^3   +    I$38*$D381^2    +    I$39*$D381   +    I$40))","v":0.17506283371498471},{"$f":"IF(AI$16=0,0,IF(J$36*$D381^4  +    J$37*$D381^3   +    J$38*$D381^2    +    J$39*$D381   +    J$40>1,1,J$36*$D381^4  +    J$37*$D381^3   +    J$38*$D381^2    +    J$39*$D381   +    J$40))","v":0.17506283371498471},{"$f":"IF(AJ$16=0,0,IF(K$36*$D381^4  +    K$37*$D381^3   +    K$38*$D381^2    +    K$39*$D381   +    K$40>1,1,K$36*$D381^4  +    K$37*$D381^3   +    K$38*$D381^2    +    K$39*$D381   +    K$40))","v":0.17506283371498471},{"$f":"IF(AK$16=0,0,IF(L$36*$D381^4  +    L$37*$D381^3   +    L$38*$D381^2    +    L$39*$D381   +    L$40>1,1,L$36*$D381^4  +    L$37*$D381^3   +    L$38*$D381^2    +    L$39*$D381   +    L$40))","v":0.17506283371498471},{"$f":"IF(AL$16=0,0,IF(M$36*$D381^4  +    M$37*$D381^3   +    M$38*$D381^2    +    M$39*$D381   +    M$40>1,1,M$36*$D381^4  +    M$37*$D381^3   +    M$38*$D381^2    +    M$39*$D381   +    M$40))","v":0.17506283371498471},{"$f":"IF(AM$16=0,0,IF(N$36*$D381^4  +    N$37*$D381^3   +    N$38*$D381^2    +    N$39*$D381   +    N$40>1,1,N$36*$D381^4  +    N$37*$D381^3   +    N$38*$D381^2    +    N$39*$D381   +    N$40))","v":0.17506283371498471},{"$f":"IF(AN$16=0,0,IF(O$36*$D381^4  +    O$37*$D381^3   +    O$38*$D381^2    +    O$39*$D381   +    O$40>1,1,O$36*$D381^4  +    O$37*$D381^3   +    O$38*$D381^2    +    O$39*$D381   +    O$40))","v":0.17506283371498471},{"$f":"IF(AO$16=0,0,IF(P$36*$D381^4  +    P$37*$D381^3   +    P$38*$D381^2    +    P$39*$D381   +    P$40>1,1,P$36*$D381^4  +    P$37*$D381^3   +    P$38*$D381^2    +    P$39*$D381   +    P$40))","v":0.17506283371498471},{"$f":"IF(AP$16=0,0,IF(Q$36*$D381^4  +    Q$37*$D381^3   +    Q$38*$D381^2    +    Q$39*$D381   +    Q$40>1,1,Q$36*$D381^4  +    Q$37*$D381^3   +    Q$38*$D381^2    +    Q$39*$D381   +    Q$40))","v":0.17506283371498471},{"$f":"IF(AQ$16=0,0,IF(R$36*$D381^4  +    R$37*$D381^3   +    R$38*$D381^2    +    R$39*$D381   +    R$40>1,1,R$36*$D381^4  +    R$37*$D381^3   +    R$38*$D381^2    +    R$39*$D381   +    R$40))","v":0.17506283371498471},{"$f":"IF(AR$16=0,0,IF(S$36*$D381^4  +    S$37*$D381^3   +    S$38*$D381^2    +    S$39*$D381   +    S$40>1,1,S$36*$D381^4  +    S$37*$D381^3   +    S$38*$D381^2    +    S$39*$D381   +    S$40))","v":0.17506283371498471},{"$f":"IF(AS$16=0,0,IF(T$36*$D381^4  +    T$37*$D381^3   +    T$38*$D381^2    +    T$39*$D381   +    T$40>1,1,T$36*$D381^4  +    T$37*$D381^3   +    T$38*$D381^2    +    T$39*$D381   +    T$40))","v":0.17506283371498471},{"$f":"IF(AT$16=0,0,IF(U$36*$D381^4  +    U$37*$D381^3   +    U$38*$D381^2    +    U$39*$D381   +    U$40>1,1,U$36*$D381^4  +    U$37*$D381^3   +    U$38*$D381^2    +    U$39*$D381   +    U$40))","v":0.17506283371498471},{"$f":"IF(AU$16=0,0,IF(V$36*$D381^4  +    V$37*$D381^3   +    V$38*$D381^2    +    V$39*$D381   +    V$40>1,1,V$36*$D381^4  +    V$37*$D381^3   +    V$38*$D381^2    +    V$39*$D381   +    V$40))","v":0.17506283371498471},{"$f":"IF(AV$16=0,0,IF(W$36*$D381^4  +    W$37*$D381^3   +    W$38*$D381^2    +    W$39*$D381   +    W$40>1,1,W$36*$D381^4  +    W$37*$D381^3   +    W$38*$D381^2    +    W$39*$D381   +    W$40))","v":0.17506283371498471},{"$f":"IF(AW$16=0,0,IF(X$36*$D381^4  +    X$37*$D381^3   +    X$38*$D381^2    +    X$39*$D381   +    X$40>1,1,X$36*$D381^4  +    X$37*$D381^3   +    X$38*$D381^2    +    X$39*$D381   +    X$40))","v":0.17506283371498471},null,3.3599999999999723,0,0,0,0,0,0,0,0,0,0,0,0,0,0,0,0,0,0,0,0]
[null,null,338,3.3699999999999721,0.17558122969525947,0.17558122969525947,0.17558122969525947,0.17558122969525947,0.17558122969525947,0.17558122969525947,0.17558122969525947,0.17558122969525947,0.17558122969525947,0.17558122969525947,0.17558122969525947,0.17558122969525947,0.17558122969525947,0.17558122969525947,0.17558122969525947,0.17558122969525947,0.17558122969525947,0.17558122969525947,0.17558122969525947,0.17558122969525947,null,3.3699999999999721,0,0,0,0,0,0,0,0,0,0,0,0,0,0,0,0,0,0,0,0]
[null,null,339,3.3799999999999719,0.17610090868758027,0.17610090868758027,0.17610090868758027,0.17610090868758027,0.17610090868758027,0.17610090868758027,0.17610090868758027,0.17610090868758027,0.17610090868758027,0.17610090868758027,0.17610090868758027,0.17610090868758027,0.17610090868758027,0.17610090868758027,0.17610090868758027,0.17610090868758027,0.17610090868758027,0.17610090868758027,0.17610090868758027,0.17610090868758027,null,3.3799999999999719,0,0,0,0,0,0,0,0,0,0,0,0,0,0,0,0,0,0,0,0]
[null,null,340,3.3899999999999717,0.17662187909769456,0.17662187909769456,0.17662187909769456,0.17662187909769456,0.17662187909769456,0.17662187909769456,0.17662187909769456,0.17662187909769456,0.17662187909769456,0.17662187909769456,0.17662187909769456,0.17662187909769456,0.17662187909769456,0.17662187909769456,0.17662187909769456,0.17662187909769456,0.17662187909769456,0.17662187909769456,0.17662187909769456,0.17662187909769456,null,3.3899999999999717,0,0,0,0,0,0,0,0,0,0,0,0,0,0,0,0,0,0,0,0]
[null,null,341,3.3999999999999715,0.17714414934169576,0.17714414934169576,0.17714414934169576,0.17714414934169576,0.17714414934169576,0.17714414934169576,0.17714414934169576,0.17714414934169576,0.17714414934169576,0.17714414934169576,0.17714414934169576,0.17714414934169576,0.17714414934169576,0.17714414934169576,0.17714414934169576,0.17714414934169576,0.17714414934169576,0.17714414934169576,0.17714414934169576,0.17714414934169576,null,3.3999999999999715,0,0,0,0,0,0,0,0,0,0,0,0,0,0,0,0,0,0,0,0]
[null,null,342,3.4099999999999713,0.17766772784602314,0.17766772784602314,0.17766772784602314,0.17766772784602314,0.17766772784602314,0.17766772784602314,0.17766772784602314,0.17766772784602314,0.17766772784602314,0.17766772784602314,0.17766772784602314,0.17766772784602314,0.17766772784602314,0.17766772784602314,0.17766772784602314,0.17766772784602314,0.17766772784602314,0.17766772784602314,0.17766772784602314,0.17766772784602314,null,3.4099999999999713,0,0,0,0,0,0,0,0,0,0,0,0,0,0,0,0,0,0,0,0]
[null,null,343,3.4199999999999711,0.17819262304746208,0.17819262304746208,0.17819262304746208,0.17819262304746208,0.17819262304746208,0.17819262304746208,0.17819262304746208,0.17819262304746208,0.17819262304746208,0.17819262304746208,0.17819262304746208,0.17819262304746208,0.17819262304746208,0.17819262304746208,0.17819262304746208,0.17819262304746208,0.17819262304746208,0.17819262304746208,0.17819262304746208,0.17819262304746208,null,3.4199999999999711,0,0,0,0,0,0,0,0,0,0,0,0,0,0,0,0,0,0,0,0]
[null,null,344,3.4299999999999708,0.17871884339314392,0.17871884339314392,0.17871884339314392,0.17871884339314392,0.17871884339314392,0.17871884339314392,0.17871884339314392,0.17871884339314392,0.17871884339314392,0.17871884339314392,0.17871884339314392,0.17871884339314392,0.17871884339314392,0.17871884339314392,0.17871884339314392,0.17871884339314392,0.17871884339314392,0.17871884339314392,0.17871884339314392,0.17871884339314392,null,3.4299999999999708,0,0,0,0,0,0,0,0,0,0,0,0,0,0,0,0,0,0,0,0]
[null,null,345,3.4399999999999706,0.17924639734054609,0.17924639734054609,0.17924639734054609,0.17924639734054609,0.17924639734054609,0.17924639734054609,0.17924639734054609,0.17924639734054609,0.17924639734054609,0.17924639734054609,0.17924639734054609,0.17924639734054609,0.17924639734054609,0.17924639734054609,0.17924639734054609,0.17924639734054609,0.17924639734054609,0.17924639734054609,0.17924639734054609,0.17924639734054609,null,3.4399999999999706,0,0,0,0,0,0,0,0,0,0,0,0,0,0,0,0,0,0,0,0]
[null,null,346,3.4499999999999704,0.17977529335749182,0.17977529335749182,0.17977529335749182,0.17977529335749182,0.17977529335749182,0.17977529335749182,0.17977529335749182,0.17977529335749182,0.17977529335749182,0.17977529335749182,0.17977529335749182,0.17977529335749182,0.17977529335749182,0.17977529335749182,0.17977529335749182,0.17977529335749182,0.17977529335749182,0.17977529335749182,0.17977529335749182,0.17977529335749182,null,3.4499999999999704,0,0,0,0,0,0,0,0,0,0,0,0,0,0,0,0,0,0,0,0]
[null,null,347,3.4599999999999702,0.18030553992215048,0.18030553992215048,0.18030553992215048,0.18030553992215048,0.18030553992215048,0.18030553992215048,0.18030553992215048,0.18030553992215048,0.18030553992215048,0.18030553992215048,0.18030553992215048,0.18030553992215048,0.18030553992215048,0.18030553992215048,0.18030553992215048,0.18030553992215048,0.18030553992215048,0.18030553992215048,0.18030553992215048,0.18030553992215048,null,3.4599999999999702,0,0,0,0,0,0,0,0,0,0,0,0,0,0,0,0,0,0,0,0]
[null,null,348,3.46999999999997,0.18083714552303742,0.18083714552303742,0.18083714552303742,0.18083714552303742,0.18083714552303742,0.18083714552303742,0.18083714552303742,0.18083714552303742,0.18083714552303742,0.18083714552303742,0.18083714552303742,0.18083714552303742,0.18083714552303742,0.18083714552303742,0.18083714552303742,0.18083714552303742,0.18083714552303742,0.18083714552303742,0.18083714552303742,0.18083714552303742,null,3.46999999999997,0,0,0,0,0,0,0,0,0,0,0,0,0,0,0,0,0,0,0,0]
[null,null,349,3.4799999999999698,0.18137011865901387,0.18137011865901387,0.18137011865901387,0.18137011865901387,0.18137011865901387,0.18137011865901387,0.18137011865901387,0.18137011865901387,0.18137011865901387,0.18137011865901387,0.18137011865901387,0.18137011865901387,0.18137011865901387,0.18137011865901387,0.18137011865901387,0.18137011865901387,0.18137011865901387,0.18137011865901387,0.18137011865901387,0.18137011865901387,null,3.4799999999999698,0,0,0,0,0,0,0,0,0,0,0,0,0,0,0,0,0,0,0,0]
[null,null,350,3.4899999999999696,0.18190446783928721,0.18190446783928721,0.18190446783928721,0.18190446783928721,0.18190446783928721,0.18190446783928721,0.18190446783928721,0.18190446783928721,0.18190446783928721,0.18190446783928721,0.18190446783928721,0.18190446783928721,0.18190446783928721,0.18190446783928721,0.18190446783928721,0.18190446783928721,0.18190446783928721,0.18190446783928721,0.18190446783928721,0.18190446783928721,null,3.4899999999999696,0,0,0,0,0,0,0,0,0,0,0,0,0,0,0,0,0,0,0,0]
[null,null,351,3.4999999999999694,0.18244020158341068,0.18244020158341068,0.18244020158341068,0.18244020158341068,0.18244020158341068,0.18244020158341068,0.18244020158341068,0.18244020158341068,0.18244020158341068,0.18244020158341068,0.18244020158341068,0.18244020158341068,0.18244020158341068,0.18244020158341068,0.18244020158341068,0.18244020158341068,0.18244020158341068,0.18244020158341068,0.18244020158341068,0.18244020158341068,null,3.4999999999999694,0,0,0,0,0,0,0,0,0,0,0,0,0,0,0,0,0,0,0,0]
[null,null,352,3.5099999999999691,0.18297732842128367,0.18297732842128367,0.18297732842128367,0.18297732842128367,0.18297732842128367,0.18297732842128367,0.18297732842128367,0.18297732842128367,0.18297732842128367,0.18297732842128367,0.18297732842128367,0.18297732842128367,0.18297732842128367,0.18297732842128367,0.18297732842128367,0.18297732842128367,0.18297732842128367,0.18297732842128367,0.18297732842128367,0.18297732842128367,null,3.5099999999999691,0,0,0,0,0,0,0,0,0,0,0,0,0,0,0,0,0,0,0,0]
[null,null,353,3.5199999999999689,0.18351585689315131,0.18351585689315131,0.18351585689315131,0.18351585689315131,0.18351585689315131,0.18351585689315131,0.18351585689315131,0.18351585689315131,0.18351585689315131,0.18351585689315131,0.18351585689315131,0.18351585689315131,0.18351585689315131,0.18351585689315131,0.18351585689315131,0.18351585689315131,0.18351585689315131,0.18351585689315131,0.18351585689315131,0.18351585689315131,null,3.5199999999999689,0,0,0,0,0,0,0,0,0,0,0,0,0,0,0,0,0,0,0,0]
[null,null,354,3.5299999999999687,0.18405579554960505,0.18405579554960505,0.18405579554960505,0.18405579554960505,0.18405579554960505,0.18405579554960505,0.18405579554960505,0.18405579554960505,0.18405579554960505,0.18405579554960505,0.18405579554960505,0.18405579554960505,0.18405579554960505,0.18405579554960505,0.18405579554960505,0.18405579554960505,0.18405579554960505,0.18405579554960505,0.18405579554960505,0.18405579554960505,null,3.5299999999999687,0,0,0,0,0,0,0,0,0,0,0,0,0,0,0,0,0,0,0,0]
[null,null,355,3.5399999999999685,0.18459715295158208,0.18459715295158208,0.18459715295158208,0.18459715295158208,0.18459715295158208,0.18459715295158208,0.18459715295158208,0.18459715295158208,0.18459715295158208,0.18459715295158208,0.18459715295158208,0.18459715295158208,0.18459715295158208,0.18459715295158208,0.18459715295158208,0.18459715295158208,0.18459715295158208,0.18459715295158208,0.18459715295158208,0.18459715295158208,null,3.5399999999999685,0,0,0,0,0,0,0,0,0,0,0,0,0,0,0,0,0,0,0,0]
[null,null,356,3.5499999999999683,0.18513993767036563,0.18513993767036563,0.18513993767036563,0.18513993767036563,0.18513993767036563,0.18513993767036563,0.18513993767036563,0.18513993767036563,0.18513993767036563,0.18513993767036563,0.18513993767036563,0.18513993767036563,0.18513993767036563,0.18513993767036563,0.18513993767036563,0.18513993767036563,0.18513993767036563,0.18513993767036563,0.18513993767036563,0.18513993767036563,null,3.5499999999999683,0,0,0,0,0,0,0,0,0,0,0,0,0,0,0,0,0,0,0,0]
[null,null,357,3.5599999999999681,0.185684158287585,0.185684158287585,0.185684158287585,0.185684158287585,0.185684158287585,0.185684158287585,0.185684158287585,0.185684158287585,0.185684158287585,0.185684158287585,0.185684158287585,0.185684158287585,0.185684158287585,0.185684158287585,0.185684158287585,0.185684158287585,0.185684158287585,0.185684158287585,0.185684158287585,0.185684158287585,null,3.5599999999999681,0,0,0,0,0,0,0,0,0,0,0,0,0,0,0,0,0,0,0,0]
[null,null,358,3.5699999999999679,0.18622982339521543,0.18622982339521543,0.18622982339521543,0.18622982339521543,0.18622982339521543,0.18622982339521543,0.18622982339521543,0.18622982339521543,0.18622982339521543,0.18622982339521543,0.18622982339521543,0.18622982339521543,0.18622982339521543,0.18622982339521543,0.18622982339521543,0.18622982339521543,0.18622982339521543,0.18622982339521543,0.18622982339521543,0.18622982339521543,null,3.5699999999999679,0,0,0,0,0,0,0,0,0,0,0,0,0,0,0,0,0,0,0,0]
[null,null,359,3.5799999999999677,0.18677694159557817,0.18677694159557817,0.18677694159557817,0.18677694159557817,0.18677694159557817,0.18677694159557817,0.18677694159557817,0.18677694159557817,0.18677694159557817,0.18677694159557817,0.18677694159557817,0.18677694159557817,0.18677694159557817,0.18677694159557817,0.18677694159557817,0.18677694159557817,0.18677694159557817,0.18677694159557817,0.18677694159557817,0.18677694159557817,null,3.5799999999999677,0,0,0,0,0,0,0,0,0,0,0,0,0,0,0,0,0,0,0,0]
[null,null,360,3.5899999999999674,0.18732552150134041,0.18732552150134041,0.18732552150134041,0.18732552150134041,0.18732552150134041,0.18732552150134041,0.18732552150134041,0.18732552150134041,0.18732552150134041,0.18732552150134041,0.18732552150134041,0.18732552150134041,0.18732552150134041,0.18732552150134041,0.18732552150134041,0.18732552150134041,0.18732552150134041,0.18732552150134041,0.18732552150134041,0.18732552150134041,null,3.5899999999999674,0,0,0,0,0,0,0,0,0,0,0,0,0,0,0,0,0,0,0,0]
[null,null,361,3.5999999999999672,0.1878755717355155,0.1878755717355155,0.1878755717355155,0.1878755717355155,0.1878755717355155,0.1878755717355155,0.1878755717355155,0.1878755717355155,0.1878755717355155,0.1878755717355155,0.1878755717355155,0.1878755717355155,0.1878755717355155,0.1878755717355155,0.1878755717355155,0.1878755717355155,0.1878755717355155,0.1878755717355155,0.1878755717355155,0.1878755717355155,null,3.5999999999999672,0,0,0,0,0,0,0,0,0,0,0,0,0,0,0,0,0,0,0,0]
[null,null,362,3.609999999999967,0.18842710093146253,0.18842710093146253,0.18842710093146253,0.18842710093146253,0.18842710093146253,0.18842710093146253,0.18842710093146253,0.18842710093146253,0.18842710093146253,0.18842710093146253,0.18842710093146253,0.18842710093146253,0.18842710093146253,0.18842710093146253,0.18842710093146253,0.18842710093146253,0.18842710093146253,0.18842710093146253,0.18842710093146253,0.18842710093146253,null,3.609999999999967,0,0,0,0,0,0,0,0,0,0,0,0,0,0,0,0,0,0,0,0]
[null,null,363,3.6199999999999668,0.18898011773288675,0.18898011773288675,0.18898011773288675,0.18898011773288675,0.18898011773288675,0.18898011773288675,0.18898011773288675,0.18898011773288675,0.18898011773288675,0.18898011773288675,0.18898011773288675,0.18898011773288675,0.18898011773288675,0.18898011773288675,0.18898011773288675,0.18898011773288675,0.18898011773288675,0.18898011773288675,0.18898011773288675,0.18898011773288675,null,3.6199999999999668,0,0,0,0,0,0,0,0,0,0,0,0,0,0,0,0,0,0,0,0]
[null,null,364,3.6299999999999666,0.18953463079383942,0.18953463079383942,0.18953463079383942,0.18953463079383942,0.18953463079383942,0.18953463079383942,0.18953463079383942,0.18953463079383942,0.18953463079383942,0.18953463079383942,0.18953463079383942,0.18953463079383942,0.18953463079383942,0.18953463079383942,0.18953463079383942,0.18953463079383942,0.18953463079383942,0.18953463079383942,0.18953463079383942,0.18953463079383942,null,3.6299999999999666,0,0,0,0,0,0,0,0,0,0,0,0,0,0,0,0,0,0,0,0]
[null,null,365,3.6399999999999664,0.19009064877871762,0.19009064877871762,0.19009064877871762,0.19009064877871762,0.19009064877871762,0.19009064877871762,0.19009064877871762,0.19009064877871762,0.19009064877871762,0.19009064877871762,0.19009064877871762,0.19009064877871762,0.19009064877871762,0.19009064877871762,0.19009064877871762,0.19009064877871762,0.19009064877871762,0.19009064877871762,0.19009064877871762,0.19009064877871762,null,3.6399999999999664,0,0,0,0,0,0,0,0,0,0,0,0,0,0,0,0,0,0,0,0]
[null,null,366,3.6499999999999662,0.19064818036226472,0.19064818036226472,0.19064818036226472,0.19064818036226472,0.19064818036226472,0.19064818036226472,0.19064818036226472,0.19064818036226472,0.19064818036226472,0.19064818036226472,0.19064818036226472,0.19064818036226472,0.19064818036226472,0.19064818036226472,0.19064818036226472,0.19064818036226472,0.19064818036226472,0.19064818036226472,0.19064818036226472,0.19064818036226472,null,3.6499999999999662,0,0,0,0,0,0,0,0,0,0,0,0,0,0,0,0,0,0,0,0]
[null,null,367,3.6599999999999659,0.19120723422956976,0.19120723422956976,0.19120723422956976,0.19120723422956976,0.19120723422956976,0.19120723422956976,0.19120723422956976,0.19120723422956976,0.19120723422956976,0.19120723422956976,0.19120723422956976,0.19120723422956976,0.19120723422956976,0.19120723422956976,0.19120723422956976,0.19120723422956976,0.19120723422956976,0.19120723422956976,0.19120723422956976,0.19120723422956976,null,3.6599999999999659,0,0,0,0,0,0,0,0,0,0,0,0,0,0,0,0,0,0,0,0]
[null,null,368,3.6699999999999657,0.19176781907606799,0.19176781907606799,0.19176781907606799,0.19176781907606799,0.19176781907606799,0.19176781907606799,0.19176781907606799,0.19176781907606799,0.19176781907606799,0.19176781907606799,0.19176781907606799,0.19176781907606799,0.19176781907606799,0.19176781907606799,0.19176781907606799,0.19176781907606799,0.19176781907606799,0.19176781907606799,0.19176781907606799,0.19176781907606799,null,3.6699999999999657,0,0,0,0,0,0,0,0,0,0,0,0,0,0,0,0,0,0,0,0]
[null,null,369,3.6799999999999655,0.19232994360754058,0.19232994360754058,0.19232994360754058,0.19232994360754058,0.19232994360754058,0.19232994360754058,0.19232994360754058,0.19232994360754058,0.19232994360754058,0.19232994360754058,0.19232994360754058,0.19232994360754058,0.19232994360754058,0.19232994360754058,0.19232994360754058,0.19232994360754058,0.19232994360754058,0.19232994360754058,0.19232994360754058,0.19232994360754058,null,3.6799999999999655,0,0,0,0,0,0,0,0,0,0,0,0,0,0,0,0,0,0,0,0]
[null,null,370,3.6899999999999653,0.19289361654011461,0.19289361654011461,0.19289361654011461,0.19289361654011461,0.19289361654011461,0.19289361654011461,0.19289361654011461,0.19289361654011461,0.19289361654011461,0.19289361654011461,0.19289361654011461,0.19289361654011461,0.19289361654011461,0.19289361654011461,0.19289361654011461,0.19289361654011461,0.19289361654011461,0.19289361654011461,0.19289361654011461,0.19289361654011461,null,3.6899999999999653,0,0,0,0,0,0,0,0,0,0,0,0,0,0,0,0,0,0,0,0]
[null,null,371,3.6999999999999651,0.19345884660026341,0.19345884660026341,0.19345884660026341,0.19345884660026341,0.19345884660026341,0.19345884660026341,0.19345884660026341,0.19345884660026341,0.19345884660026341,0.19345884660026341,0.19345884660026341,0.19345884660026341,0.19345884660026341,0.19345884660026341,0.19345884660026341,0.19345884660026341,0.19345884660026341,0.19345884660026341,0.19345884660026341,0.19345884660026341,null,3.6999999999999651,0,0,0,0,0,0,0,0,0,0,0,0,0,0,0,0,0,0,0,0]
[null,null,372,3.7099999999999649,0.19402564252480592,0.19402564252480592,0.19402564252480592,0.19402564252480592,0.19402564252480592,0.19402564252480592,0.19402564252480592,0.19402564252480592,0.19402564252480592,0.19402564252480592,0.19402564252480592,0.19402564252480592,0.19402564252480592,0.19402564252480592,0.19402564252480592,0.19402564252480592,0.19402564252480592,0.19402564252480592,0.19402564252480592,0.19402564252480592,null,3.7099999999999649,0,0,0,0,0,0,0,0,0,0,0,0,0,0,0,0,0,0,0,0]
[null,null,373,3.7199999999999647,0.19459401306090746,0.19459401306090746,0.19459401306090746,0.19459401306090746,0.19459401306090746,0.19459401306090746,0.19459401306090746,0.19459401306090746,0.19459401306090746,0.19459401306090746,0.19459401306090746,0.19459401306090746,0.19459401306090746,0.19459401306090746,0.19459401306090746,0.19459401306090746,0.19459401306090746,0.19459401306090746,0.19459401306090746,0.19459401306090746,null,3.7199999999999647,0,0,0,0,0,0,0,0,0,0,0,0,0,0,0,0,0,0,0,0]
[null,null,374,3.7299999999999645,0.19516396696607907,0.19516396696607907,0.19516396696607907,0.19516396696607907,0.19516396696607907,0.19516396696607907,0.19516396696607907,0.19516396696607907,0.19516396696607907,0.19516396696607907,0.19516396696607907,0.19516396696607907,0.19516396696607907,0.19516396696607907,0.19516396696607907,0.19516396696607907,0.19516396696607907,0.19516396696607907,0.19516396696607907,0.19516396696607907,null,3.7299999999999645,0,0,0,0,0,0,0,0,0,0,0,0,0,0,0,0,0,0,0,0]
[null,null,375,3.7399999999999642,0.19573551300817793,0.19573551300817793,0.19573551300817793,0.19573551300817793,0.19573551300817793,0.19573551300817793,0.19573551300817793,0.19573551300817793,0.19573551300817793,0.19573551300817793,0.19573551300817793,0.19573551300817793,0.19573551300817793,0.19573551300817793,0.19573551300817793,0.19573551300817793,0.19573551300817793,0.19573551300817793,0.19573551300817793,0.19573551300817793,null,3.7399999999999642,0,0,0,0,0,0,0,0,0,0,0,0,0,0,0,0,0,0,0,0]
[null,null,376,3.749999999999964,0.19630865996540714,0.19630865996540714,0.19630865996540714,0.19630865996540714,0.19630865996540714,0.19630865996540714,0.19630865996540714,0.19630865996540714,0.19630865996540714,0.19630865996540714,0.19630865996540714,0.19630865996540714,0.19630865996540714,0.19630865996540714,0.19630865996540714,0.19630865996540714,0.19630865996540714,0.19630865996540714,0.19630865996540714,0.19630865996540714,null,3.749999999999964,0,0,0,0,0,0,0,0,0,0,0,0,0,0,0,0,0,0,0,0]
[null,null,377,3.7599999999999638,0.19688341662631575,0.19688341662631575,0.19688341662631575,0.19688341662631575,0.19688341662631575,0.19688341662631575,0.19688341662631575,0.19688341662631575,0.19688341662631575,0.19688341662631575,0.19688341662631575,0.19688341662631575,0.19688341662631575,0.19688341662631575,0.19688341662631575,0.19688341662631575,0.19688341662631575,0.19688341662631575,0.19688341662631575,0.19688341662631575,null,3.7599999999999638,0,0,0,0,0,0,0,0,0,0,0,0,0,0,0,0,0,0,0,0]
[null,null,378,3.7699999999999636,0.197459791789799,0.197459791789799,0.197459791789799,0.197459791789799,0.197459791789799,0.197459791789799,0.197459791789799,0.197459791789799,0.197459791789799,0.197459791789799,0.197459791789799,0.197459791789799,0.197459791789799,0.197459791789799,0.197459791789799,0.197459791789799,0.197459791789799,0.197459791789799,0.197459791789799,0.197459791789799,null,3.7699999999999636,0,0,0,0,0,0,0,0,0,0,0,0,0,0,0,0,0,0,0,0]
[null,null,379,3.7799999999999634,0.19803779426509793,0.19803779426509793,0.19803779426509793,0.19803779426509793,0.19803779426509793,0.19803779426509793,0.19803779426509793,0.19803779426509793,0.19803779426509793,0.19803779426509793,0.19803779426509793,0.19803779426509793,0.19803779426509793,0.19803779426509793,0.19803779426509793,0.19803779426509793,0.19803779426509793,0.19803779426509793,0.19803779426509793,0.19803779426509793,null,3.7799999999999634,0,0,0,0,0,0,0,0,0,0,0,0,0,0,0,0,0,0,0,0]
[null,null,380,3.7899999999999632,0.19861743287179962,0.19861743287179962,0.19861743287179962,0.19861743287179962,0.19861743287179962,0.19861743287179962,0.19861743287179962,0.19861743287179962,0.19861743287179962,0.19861743287179962,0.19861743287179962,0.19861743287179962,0.19861743287179962,0.19861743287179962,0.19861743287179962,0.19861743287179962,0.19861743287179962,0.19861743287179962,0.19861743287179962,0.19861743287179962,null,3.7899999999999632,0,0,0,0,0,0,0,0,0,0,0,0,0,0,0,0,0,0,0,0]
[null,null,381,3.799999999999963,0.19919871643983711,0.19919871643983711,0.19919871643983711,0.19919871643983711,0.19919871643983711,0.19919871643983711,0.19919871643983711,0.19919871643983711,0.19919871643983711,0.19919871643983711,0.19919871643983711,0.19919871643983711,0.19919871643983711,0.19919871643983711,0.19919871643983711,0.19919871643983711,0.19919871643983711,0.19919871643983711,0.19919871643983711,0.19919871643983711,null,3.799999999999963,0,0,0,0,0,0,0,0,0,0,0,0,0,0,0,0,0,0,0,0]
[null,null,382,3.8099999999999627,0.19978165380948959,0.19978165380948959,0.19978165380948959,0.19978165380948959,0.19978165380948959,0.19978165380948959,0.19978165380948959,0.19978165380948959,0.19978165380948959,0.19978165380948959,0.19978165380948959,0.19978165380948959,0.19978165380948959,0.19978165380948959,0.19978165380948959,0.19978165380948959,0.19978165380948959,0.19978165380948959,0.19978165380948959,0.19978165380948959,null,3.8099999999999627,0,0,0,0,0,0,0,0,0,0,0,0,0,0,0,0,0,0,0,0]
[null,null,383,3.8199999999999625,0.20036625383138212,0.20036625383138212,0.20036625383138212,0.20036625383138212,0.20036625383138212,0.20036625383138212,0.20036625383138212,0.20036625383138212,0.20036625383138212,0.20036625383138212,0.20036625383138212,0.20036625383138212,0.20036625383138212,0.20036625383138212,0.20036625383138212,0.20036625383138212,0.20036625383138212,0.20036625383138212,0.20036625383138212,0.20036625383138212,null,3.8199999999999625,0,0,0,0,0,0,0,0,0,0,0,0,0,0,0,0,0,0,0,0]
[null,null,384,3.8299999999999623,0.20095252536648567,0.20095252536648567,0.20095252536648567,0.20095252536648567,0.20095252536648567,0.20095252536648567,0.20095252536648567,0.20095252536648567,0.20095252536648567,0.20095252536648567,0.20095252536648567,0.20095252536648567,0.20095252536648567,0.20095252536648567,0.20095252536648567,0.20095252536648567,0.20095252536648567,0.20095252536648567,0.20095252536648567,0.20095252536648567,null,3.8299999999999623,0,0,0,0,0,0,0,0,0,0,0,0,0,0,0,0,0,0,0,0]
[null,null,385,3.8399999999999621,0.2015404772861174,0.2015404772861174,0.2015404772861174,0.2015404772861174,0.2015404772861174,0.2015404772861174,0.2015404772861174,0.2015404772861174,0.2015404772861174,0.2015404772861174,0.2015404772861174,0.2015404772861174,0.2015404772861174,0.2015404772861174,0.2015404772861174,0.2015404772861174,0.2015404772861174,0.2015404772861174,0.2015404772861174,0.2015404772861174,null,3.8399999999999621,0,0,0,0,0,0,0,0,0,0,0,0,0,0,0,0,0,0,0,0]
[null,null,386,{"$f":"D429+0.01","v":3.8499999999999619},{"$f":"IF(AD$16=0,0,IF(E$36*$D430^4  +    E$37*$D430^3   +    E$38*$D430^2    +    E$39*$D430   +    E$40>1,1,E$36*$D430^4  +    E$37*$D430^3   +    E$38*$D430^2    +    E$39*$D430   +    E$40))","v":0.20213011847194029},{"$f":"IF(AE$16=0,0,IF(F$36*$D430^4  +    F$37*$D430^3   +    F$38*$D430^2    +    F$39*$D430   +    F$40>1,1,F$36*$D430^4  +    F$37*$D430^3   +    F$38*$D430^2    +    F$39*$D430   +    F$40))","v":0.20213011847194029},{"$f":"IF(AF$16=0,0,IF(G$36*$D430^4  +    G$37*$D430^3   +    G$38*$D430^2    +    G$39*$D430   +    G$40>1,1,G$36*$D430^4  +    G$37*$D430^3   +    G$38*$D430^2    +    G$39*$D430   +    G$40))","v":0.20213011847194029},{"$f":"IF(AG$16=0,0,IF(H$36*$D430^4  +    H$37*$D430^3   +    H$38*$D430^2    +    H$39*$D430   +    H$40>1,1,H$36*$D430^4  +    H$37*$D430^3   +    H$38*$D430^2    +    H$39*$D430   +    H$40))","v":0.20213011847194029},0.20213011847194029,0.20213011847194029,0.20213011847194029,0.20213011847194029,0.20213011847194029,0.20213011847194029,0.20213011847194029,0.20213011847194029,0.20213011847194029,0.20213011847194029,0.20213011847194029,0.20213011847194029,0.20213011847194029,0.20213011847194029,0.20213011847194029,0.20213011847194029,null,{"$f":"Z429+0.01","v":3.8499999999999619},{"$f":"IF(AA$43<>0,INDEX(E$45:E$1045, MATCH($Z430*(AA$43/24), $D$45:$D$1045)), 0)","v":0},{"$f":"IF(AB$43<>0,INDEX(F$45:F$1045, MATCH($Z430*(AB$43/24), $D$45:$D$1045)), 0)","v":0},{"$f":"IF(AC$43<>0,INDEX(G$45:G$1045, MATCH($Z430*(AC$43/24), $D$45:$D$1045)), 0)","v":0},{"$f":"IF(AD$43<>0,INDEX(H$45:H$1045, MATCH($Z430*(AD$43/24), $D$45:$D$1045)), 0)","v":0},{"$f":"IF(AE$43<>0,INDEX(I$45:I$1045, MATCH($Z430*(AE$43/24), $D$45:$D$1045)), 0)","v":0},{"$f":"IF(AF$43<>0,INDEX(J$45:J$1045, MATCH($Z430*(AF$43/24), $D$45:$D$1045)), 0)","v":0},{"$f":"IF(AG$43<>0,INDEX(K$45:K$1045, MATCH($Z430*(AG$43/24), $D$45:$D$1045)), 0)","v":0},{"$f":"IF(AH$43<>0,INDEX(L$45:L$1045, MATCH($Z430*(AH$43/24), $D$45:$D$1045)), 0)","v":0},{"$f":"IF(AI$43<>0,INDEX(M$45:M$1045, MATCH($Z430*(AI$43/24), $D$45:$D$1045)), 0)","v":0},{"$f":"IF(AJ$43<>0,INDEX(N$45:N$1045, MATCH($Z430*(AJ$43/24), $D$45:$D$1045)), 0)","v":0},{"$f":"IF(AK$43<>0,INDEX(O$45:O$1045, MATCH($Z430*(AK$43/24), $D$45:$D$1045)), 0)","v":0},{"$f":"IF(AL$43<>0,INDEX(P$45:P$1045, MATCH($Z430*(AL$43/24), $D$45:$D$1045)), 0)","v":0},{"$f":"IF(AM$43<>0,INDEX(Q$45:Q$1045, MATCH($Z430*(AM$43/24), $D$45:$D$1045)), 0)","v":0},{"$f":"IF(AN$43<>0,INDEX(R$45:R$1045, MATCH($Z430*(AN$43/24), $D$45:$D$1045)), 0)","v":0},{"$f":"IF(AO$43<>0,INDEX(S$45:S$1045, MATCH($Z430*(AO$43/24), $D$45:$D$1045)), 0)","v":0},{"$f":"IF(AP$43<>0,INDEX(T$45:T$1045, MATCH($Z430*(AP$43/24), $D$45:$D$1045)), 0)","v":0},{"$f":"IF(AQ$43<>0,INDEX(U$45:U$1045, MATCH($Z430*(AQ$43/24), $D$45:$D$1045)), 0)","v":0},{"$f":"IF(AR$43<>0,INDEX(V$45:V$1045, MATCH($Z430*(AR$43/24), $D$45:$D$1045)), 0)","v":0},{"$f":"IF(AS$43<>0,INDEX(W$45:W$1045, MATCH($Z430*(AS$43/24), $D$45:$D$1045)), 0)","v":0},{"$f":"IF(AT$43<>0,INDEX(X$45:X$1045, MATCH($Z430*(AT$43/24), $D$45:$D$1045)), 0)","v":0}]
[null,null,{"$f":"C430+1","v":387},3.8599999999999617,0.2027214578159634,0.2027214578159634,0.2027214578159634,0.2027214578159634,0.2027214578159634,0.2027214578159634,0.2027214578159634,0.2027214578159634,0.2027214578159634,0.2027214578159634,0.2027214578159634,0.2027214578159634,0.2027214578159634,0.2027214578159634,0.2027214578159634,0.2027214578159634,0.2027214578159634,0.2027214578159634,0.2027214578159634,0.2027214578159634,null,3.8599999999999617,0,0,0,0,0,0,0,0,0,0,0,0,0,0,0,0,0,0,0,0]
[null,null,388,3.8699999999999615,0.20331450422054181,0.20331450422054181,0.20331450422054181,0.20331450422054181,0.20331450422054181,0.20331450422054181,0.20331450422054181,0.20331450422054181,0.20331450422054181,0.20331450422054181,0.20331450422054181,0.20331450422054181,0.20331450422054181,0.20331450422054181,0.20331450422054181,0.20331450422054181,0.20331450422054181,0.20331450422054181,0.20331450422054181,0.20331450422054181,null,3.8699999999999615,0,0,0,0,0,0,0,0,0,0,0,0,0,0,0,0,0,0,0,0]
[null,null,389,3.8799999999999613,0.20390926659837649,0.20390926659837649,0.20390926659837649,0.20390926659837649,0.20390926659837649,0.20390926659837649,0.20390926659837649,0.20390926659837649,0.20390926659837649,0.20390926659837649,0.20390926659837649,0.20390926659837649,0.20390926659837649,0.20390926659837649,0.20390926659837649,0.20390926659837649,0.20390926659837649,0.20390926659837649,0.20390926659837649,0.20390926659837649,null,3.8799999999999613,0,0,0,0,0,0,0,0,0,0,0,0,0,0,0,0,0,0,0,0]
[null,null,390,3.889999999999961,0.20450575387251457,0.20450575387251457,0.20450575387251457,0.20450575387251457,0.20450575387251457,0.20450575387251457,0.20450575387251457,0.20450575387251457,0.20450575387251457,0.20450575387251457,0.20450575387251457,0.20450575387251457,0.20450575387251457,0.20450575387251457,0.20450575387251457,0.20450575387251457,0.20450575387251457,0.20450575387251457,0.20450575387251457,0.20450575387251457,null,3.889999999999961,0,0,0,0,0,0,0,0,0,0,0,0,0,0,0,0,0,0,0,0]
[null,null,391,3.8999999999999608,0.20510397497634897,0.20510397497634897,0.20510397497634897,0.20510397497634897,0.20510397497634897,0.20510397497634897,0.20510397497634897,0.20510397497634897,0.20510397497634897,0.20510397497634897,0.20510397497634897,0.20510397497634897,0.20510397497634897,0.20510397497634897,0.20510397497634897,0.20510397497634897,0.20510397497634897,0.20510397497634897,0.20510397497634897,0.20510397497634897,null,3.8999999999999608,0,0,0,0,0,0,0,0,0,0,0,0,0,0,0,0,0,0,0,0]
[null,null,392,3.9099999999999606,0.20570393885361865,0.20570393885361865,0.20570393885361865,0.20570393885361865,0.20570393885361865,0.20570393885361865,0.20570393885361865,0.20570393885361865,0.20570393885361865,0.20570393885361865,0.20570393885361865,0.20570393885361865,0.20570393885361865,0.20570393885361865,0.20570393885361865,0.20570393885361865,0.20570393885361865,0.20570393885361865,0.20570393885361865,0.20570393885361865,null,3.9099999999999606,0,0,0,0,0,0,0,0,0,0,0,0,0,0,0,0,0,0,0,0]
[null,null,393,3.9199999999999604,0.20630565445840876,0.20630565445840876,0.20630565445840876,0.20630565445840876,0.20630565445840876,0.20630565445840876,0.20630565445840876,0.20630565445840876,0.20630565445840876,0.20630565445840876,0.20630565445840876,0.20630565445840876,0.20630565445840876,0.20630565445840876,0.20630565445840876,0.20630565445840876,0.20630565445840876,0.20630565445840876,0.20630565445840876,0.20630565445840876,null,3.9199999999999604,0,0,0,0,0,0,0,0,0,0,0,0,0,0,0,0,0,0,0,0]
[null,null,394,3.9299999999999602,0.20690913075515022,0.20690913075515022,0.20690913075515022,0.20690913075515022,0.20690913075515022,0.20690913075515022,0.20690913075515022,0.20690913075515022,0.20690913075515022,0.20690913075515022,0.20690913075515022,0.20690913075515022,0.20690913075515022,0.20690913075515022,0.20690913075515022,0.20690913075515022,0.20690913075515022,0.20690913075515022,0.20690913075515022,0.20690913075515022,null,3.9299999999999602,0,0,0,0,0,0,0,0,0,0,0,0,0,0,0,0,0,0,0,0]
[null,null,395,3.93999999999996,0.20751437671862,0.20751437671862,0.20751437671862,0.20751437671862,0.20751437671862,0.20751437671862,0.20751437671862,0.20751437671862,0.20751437671862,0.20751437671862,0.20751437671862,0.20751437671862,0.20751437671862,0.20751437671862,0.20751437671862,0.20751437671862,0.20751437671862,0.20751437671862,0.20751437671862,0.20751437671862,null,3.93999999999996,0,0,0,0,0,0,0,0,0,0,0,0,0,0,0,0,0,0,0,0]
[null,null,396,3.9499999999999598,0.20812140133394108,0.20812140133394108,0.20812140133394108,0.20812140133394108,0.20812140133394108,0.20812140133394108,0.20812140133394108,0.20812140133394108,0.20812140133394108,0.20812140133394108,0.20812140133394108,0.20812140133394108,0.20812140133394108,0.20812140133394108,0.20812140133394108,0.20812140133394108,0.20812140133394108,0.20812140133394108,0.20812140133394108,0.20812140133394108,null,3.9499999999999598,0,0,0,0,0,0,0,0,0,0,0,0,0,0,0,0,0,0,0,0]
[null,null,397,3.9599999999999596,0.2087302135965825,0.2087302135965825,0.2087302135965825,0.2087302135965825,0.2087302135965825,0.2087302135965825,0.2087302135965825,0.2087302135965825,0.2087302135965825,0.2087302135965825,0.2087302135965825,0.2087302135965825,0.2087302135965825,0.2087302135965825,0.2087302135965825,0.2087302135965825,0.2087302135965825,0.2087302135965825,0.2087302135965825,0.2087302135965825,null,3.9599999999999596,0,0,0,0,0,0,0,0,0,0,0,0,0,0,0,0,0,0,0,0]
[null,null,398,3.9699999999999593,0.20934082251235919,0.20934082251235919,0.20934082251235919,0.20934082251235919,0.20934082251235919,0.20934082251235919,0.20934082251235919,0.20934082251235919,0.20934082251235919,0.20934082251235919,0.20934082251235919,0.20934082251235919,0.20934082251235919,0.20934082251235919,0.20934082251235919,0.20934082251235919,0.20934082251235919,0.20934082251235919,0.20934082251235919,0.20934082251235919,null,3.9699999999999593,0,0,0,0,0,0,0,0,0,0,0,0,0,0,0,0,0,0,0,0]
[null,null,399,3.9799999999999591,0.20995323709743208,0.20995323709743208,0.20995323709743208,0.20995323709743208,0.20995323709743208,0.20995323709743208,0.20995323709743208,0.20995323709743208,0.20995323709743208,0.20995323709743208,0.20995323709743208,0.20995323709743208,0.20995323709743208,0.20995323709743208,0.20995323709743208,0.20995323709743208,0.20995323709743208,0.20995323709743208,0.20995323709743208,0.20995323709743208,null,3.9799999999999591,0,0,0,0,0,0,0,0,0,0,0,0,0,0,0,0,0,0,0,0]
[null,null,400,3.9899999999999589,0.21056746637830814,0.21056746637830814,0.21056746637830814,0.21056746637830814,0.21056746637830814,0.21056746637830814,0.21056746637830814,0.21056746637830814,0.21056746637830814,0.21056746637830814,0.21056746637830814,0.21056746637830814,0.21056746637830814,0.21056746637830814,0.21056746637830814,0.21056746637830814,0.21056746637830814,0.21056746637830814,0.21056746637830814,0.21056746637830814,null,3.9899999999999589,0,0,0,0,0,0,0,0,0,0,0,0,0,0,0,0,0,0,0,0]
[null,null,401,3.9999999999999587,0.21118351939184038,0.21118351939184038,0.21118351939184038,0.21118351939184038,{"$f":"IF(AH$16=0,0,IF(I$36*$D445^4  +    I$37*$D445^3   +    I$38*$D445^2    +    I$39*$D445   +    I$40>1,1,I$36*$D445^4  +    I$37*$D445^3   +    I$38*$D445^2    +    I$39*$D445   +    I$40))","v":0.21118351939184038},{"$f":"IF(AI$16=0,0,IF(J$36*$D445^4  +    J$37*$D445^3   +    J$38*$D445^2    +    J$39*$D445   +    J$40>1,1,J$36*$D445^4  +    J$37*$D445^3   +    J$38*$D445^2    +    J$39*$D445   +    J$40))","v":0.21118351939184038},{"$f":"IF(AJ$16=0,0,IF(K$36*$D445^4  +    K$37*$D445^3   +    K$38*$D445^2    +    K$39*$D445   +    K$40>1,1,K$36*$D445^4  +    K$37*$D445^3   +    K$38*$D445^2    +    K$39*$D445   +    K$40))","v":0.21118351939184038},{"$f":"IF(AK$16=0,0,IF(L$36*$D445^4  +    L$37*$D445^3   +    L$38*$D445^2    +    L$39*$D445   +    L$40>1,1,L$36*$D445^4  +    L$37*$D445^3   +    L$38*$D445^2    +    L$39*$D445   +    L$40))","v":0.21118351939184038},{"$f":"IF(AL$16=0,0,IF(M$36*$D445^4  +    M$37*$D445^3   +    M$38*$D445^2    +    M$39*$D445   +    M$40>1,1,M$36*$D445^4  +    M$37*$D445^3   +    M$38*$D445^2    +    M$39*$D445   +    M$40))","v":0.21118351939184038},{"$f":"IF(AM$16=0,0,IF(N$36*$D445^4  +    N$37*$D445^3   +    N$38*$D445^2    +    N$39*$D445   +    N$40>1,1,N$36*$D445^4  +    N$37*$D445^3   +    N$38*$D445^2    +    N$39*$D445   +    N$40))","v":0.21118351939184038},{"$f":"IF(AN$16=0,0,IF(O$36*$D445^4  +    O$37*$D445^3   +    O$38*$D445^2    +    O$39*$D445   +    O$40>1,1,O$36*$D445^4  +    O$37*$D445^3   +    O$38*$D445^2    +    O$39*$D445   +    O$40))","v":0.21118351939184038},{"$f":"IF(AO$16=0,0,IF(P$36*$D445^4  +    P$37*$D445^3   +    P$38*$D445^2    +    P$39*$D445   +    P$40>1,1,P$36*$D445^4  +    P$37*$D445^3   +    P$38*$D445^2    +    P$39*$D445   +    P$40))","v":0.21118351939184038},{"$f":"IF(AP$16=0,0,IF(Q$36*$D445^4  +    Q$37*$D445^3   +    Q$38*$D445^2    +    Q$39*$D445   +    Q$40>1,1,Q$36*$D445^4  +    Q$37*$D445^3   +    Q$38*$D445^2    +    Q$39*$D445   +    Q$40))","v":0.21118351939184038},{"$f":"IF(AQ$16=0,0,IF(R$36*$D445^4  +    R$37*$D445^3   +    R$38*$D445^2    +    R$39*$D445   +    R$40>1,1,R$36*$D445^4  +    R$37*$D445^3   +    R$38*$D445^2    +    R$39*$D445   +    R$40))","v":0.21118351939184038},{"$f":"IF(AR$16=0,0,IF(S$36*$D445^4  +    S$37*$D445^3   +    S$38*$D445^2    +    S$39*$D445   +    S$40>1,1,S$36*$D445^4  +    S$37*$D445^3   +    S$38*$D445^2    +    S$39*$D445   +    S$40))","v":0.21118351939184038},{"$f":"IF(AS$16=0,0,IF(T$36*$D445^4  +    T$37*$D445^3   +    T$38*$D445^2    +    T$39*$D445   +    T$40>1,1,T$36*$D445^4  +    T$37*$D445^3   +    T$38*$D445^2    +    T$39*$D445   +    T$40))","v":0.21118351939184038},{"$f":"IF(AT$16=0,0,IF(U$36*$D445^4  +    U$37*$D445^3   +    U$38*$D445^2    +    U$39*$D445   +    U$40>1,1,U$36*$D445^4  +    U$37*$D445^3   +    U$38*$D445^2    +    U$39*$D445   +    U$40))","v":0.21118351939184038},{"$f":"IF(AU$16=0,0,IF(V$36*$D445^4  +    V$37*$D445^3   +    V$38*$D445^2    +    V$39*$D445   +    V$40>1,1,V$36*$D445^4  +    V$37*$D445^3   +    V$38*$D445^2    +    V$39*$D445   +    V$40))","v":0.21118351939184038},{"$f":"IF(AV$16=0,0,IF(W$36*$D445^4  +    W$37*$D445^3   +    W$38*$D445^2    +    W$39*$D445   +    W$40>1,1,W$36*$D445^4  +    W$37*$D445^3   +    W$38*$D445^2    +    W$39*$D445   +    W$40))","v":0.21118351939184038},{"$f":"IF(AW$16=0,0,IF(X$36*$D445^4  +    X$37*$D445^3   +    X$38*$D445^2    +    X$39*$D445   +    X$40>1,1,X$36*$D445^4  +    X$37*$D445^3   +    X$38*$D445^2    +    X$39*$D445   +    X$40))","v":0.21118351939184038},null,3.9999999999999587,0,0,0,0,0,0,0,0,0,0,0,0,0,0,0,0,0,0,0,0]
[null,null,402,4.0099999999999589,0.21180140518522766,0.21180140518522766,0.21180140518522766,0.21180140518522766,0.21180140518522766,0.21180140518522766,0.21180140518522766,0.21180140518522766,0.21180140518522766,0.21180140518522766,0.21180140518522766,0.21180140518522766,0.21180140518522766,0.21180140518522766,0.21180140518522766,0.21180140518522766,0.21180140518522766,0.21180140518522766,0.21180140518522766,0.21180140518522766,null,4.0099999999999589,0,0,0,0,0,0,0,0,0,0,0,0,0,0,0,0,0,0,0,0]
[null,null,403,4.0199999999999587,0.21242113281601493,0.21242113281601493,0.21242113281601493,0.21242113281601493,0.21242113281601493,0.21242113281601493,0.21242113281601493,0.21242113281601493,0.21242113281601493,0.21242113281601493,0.21242113281601493,0.21242113281601493,0.21242113281601493,0.21242113281601493,0.21242113281601493,0.21242113281601493,0.21242113281601493,0.21242113281601493,0.21242113281601493,0.21242113281601493,null,4.0199999999999587,0,0,0,0,0,0,0,0,0,0,0,0,0,0,0,0,0,0,0,0]
[null,null,404,4.0299999999999585,0.21304271135209313,0.21304271135209313,0.21304271135209313,0.21304271135209313,0.21304271135209313,0.21304271135209313,0.21304271135209313,0.21304271135209313,0.21304271135209313,0.21304271135209313,0.21304271135209313,0.21304271135209313,0.21304271135209313,0.21304271135209313,0.21304271135209313,0.21304271135209313,0.21304271135209313,0.21304271135209313,0.21304271135209313,0.21304271135209313,null,4.0299999999999585,0,0,0,0,0,0,0,0,0,0,0,0,0,0,0,0,0,0,0,0]
[null,null,405,4.0399999999999583,0.21366614987169918,0.21366614987169918,0.21366614987169918,0.21366614987169918,0.21366614987169918,0.21366614987169918,0.21366614987169918,0.21366614987169918,0.21366614987169918,0.21366614987169918,0.21366614987169918,0.21366614987169918,0.21366614987169918,0.21366614987169918,0.21366614987169918,0.21366614987169918,0.21366614987169918,0.21366614987169918,0.21366614987169918,0.21366614987169918,null,4.0399999999999583,0,0,0,0,0,0,0,0,0,0,0,0,0,0,0,0,0,0,0,0]
[null,null,406,4.0499999999999581,0.21429145746341599,0.21429145746341599,0.21429145746341599,0.21429145746341599,0.21429145746341599,0.21429145746341599,0.21429145746341599,0.21429145746341599,0.21429145746341599,0.21429145746341599,0.21429145746341599,0.21429145746341599,0.21429145746341599,0.21429145746341599,0.21429145746341599,0.21429145746341599,0.21429145746341599,0.21429145746341599,0.21429145746341599,0.21429145746341599,null,4.0499999999999581,0,0,0,0,0,0,0,0,0,0,0,0,0,0,0,0,0,0,0,0]
[null,null,407,4.0599999999999579,0.21491864322617238,0.21491864322617238,0.21491864322617238,0.21491864322617238,0.21491864322617238,0.21491864322617238,0.21491864322617238,0.21491864322617238,0.21491864322617238,0.21491864322617238,0.21491864322617238,0.21491864322617238,0.21491864322617238,0.21491864322617238,0.21491864322617238,0.21491864322617238,0.21491864322617238,0.21491864322617238,0.21491864322617238,0.21491864322617238,null,4.0599999999999579,0,0,0,0,0,0,0,0,0,0,0,0,0,0,0,0,0,0,0,0]
[null,null,408,4.0699999999999577,0.21554771626924341,0.21554771626924341,0.21554771626924341,0.21554771626924341,0.21554771626924341,0.21554771626924341,0.21554771626924341,0.21554771626924341,0.21554771626924341,0.21554771626924341,0.21554771626924341,0.21554771626924341,0.21554771626924341,0.21554771626924341,0.21554771626924341,0.21554771626924341,0.21554771626924341,0.21554771626924341,0.21554771626924341,0.21554771626924341,null,4.0699999999999577,0,0,0,0,0,0,0,0,0,0,0,0,0,0,0,0,0,0,0,0]
[null,null,409,4.0799999999999574,0.2161786857122498,0.2161786857122498,0.2161786857122498,0.2161786857122498,0.2161786857122498,0.2161786857122498,0.2161786857122498,0.2161786857122498,0.2161786857122498,0.2161786857122498,0.2161786857122498,0.2161786857122498,0.2161786857122498,0.2161786857122498,0.2161786857122498,0.2161786857122498,0.2161786857122498,0.2161786857122498,0.2161786857122498,0.2161786857122498,null,4.0799999999999574,0,0,0,0,0,0,0,0,0,0,0,0,0,0,0,0,0,0,0,0]
[null,null,410,4.0899999999999572,0.21681156068515861,0.21681156068515861,0.21681156068515861,0.21681156068515861,0.21681156068515861,0.21681156068515861,0.21681156068515861,0.21681156068515861,0.21681156068515861,0.21681156068515861,0.21681156068515861,0.21681156068515861,0.21681156068515861,0.21681156068515861,0.21681156068515861,0.21681156068515861,0.21681156068515861,0.21681156068515861,0.21681156068515861,0.21681156068515861,null,4.0899999999999572,0,0,0,0,0,0,0,0,0,0,0,0,0,0,0,0,0,0,0,0]
[null,null,411,4.099999999999957,0.21744635032828252,0.21744635032828252,0.21744635032828252,0.21744635032828252,0.21744635032828252,0.21744635032828252,0.21744635032828252,0.21744635032828252,0.21744635032828252,0.21744635032828252,0.21744635032828252,0.21744635032828252,0.21744635032828252,0.21744635032828252,0.21744635032828252,0.21744635032828252,0.21744635032828252,0.21744635032828252,0.21744635032828252,0.21744635032828252,null,4.099999999999957,0,0,0,0,0,0,0,0,0,0,0,0,0,0,0,0,0,0,0,0]
[null,null,412,4.1099999999999568,0.2180830637922806,0.2180830637922806,0.2180830637922806,0.2180830637922806,0.2180830637922806,0.2180830637922806,0.2180830637922806,0.2180830637922806,0.2180830637922806,0.2180830637922806,0.2180830637922806,0.2180830637922806,0.2180830637922806,0.2180830637922806,0.2180830637922806,0.2180830637922806,0.2180830637922806,0.2180830637922806,0.2180830637922806,0.2180830637922806,null,4.1099999999999568,0,0,0,0,0,0,0,0,0,0,0,0,0,0,0,0,0,0,0,0]
[null,null,413,4.1199999999999566,0.21872171023815756,0.21872171023815756,0.21872171023815756,0.21872171023815756,0.21872171023815756,0.21872171023815756,0.21872171023815756,0.21872171023815756,0.21872171023815756,0.21872171023815756,0.21872171023815756,0.21872171023815756,0.21872171023815756,0.21872171023815756,0.21872171023815756,0.21872171023815756,0.21872171023815756,0.21872171023815756,0.21872171023815756,0.21872171023815756,null,4.1199999999999566,0,0,0,0,0,0,0,0,0,0,0,0,0,0,0,0,0,0,0,0]
[null,null,414,4.1299999999999564,0.21936229883726432,0.21936229883726432,0.21936229883726432,0.21936229883726432,0.21936229883726432,0.21936229883726432,0.21936229883726432,0.21936229883726432,0.21936229883726432,0.21936229883726432,0.21936229883726432,0.21936229883726432,0.21936229883726432,0.21936229883726432,0.21936229883726432,0.21936229883726432,0.21936229883726432,0.21936229883726432,0.21936229883726432,0.21936229883726432,null,4.1299999999999564,0,0,0,0,0,0,0,0,0,0,0,0,0,0,0,0,0,0,0,0]
[null,null,415,4.1399999999999562,0.22000483877129767,0.22000483877129767,0.22000483877129767,0.22000483877129767,0.22000483877129767,0.22000483877129767,0.22000483877129767,0.22000483877129767,0.22000483877129767,0.22000483877129767,0.22000483877129767,0.22000483877129767,0.22000483877129767,0.22000483877129767,0.22000483877129767,0.22000483877129767,0.22000483877129767,0.22000483877129767,0.22000483877129767,0.22000483877129767,null,4.1399999999999562,0,0,0,0,0,0,0,0,0,0,0,0,0,0,0,0,0,0,0,0]
[null,null,416,4.1499999999999559,0.22064933923230051,0.22064933923230051,0.22064933923230051,0.22064933923230051,0.22064933923230051,0.22064933923230051,0.22064933923230051,0.22064933923230051,0.22064933923230051,0.22064933923230051,0.22064933923230051,0.22064933923230051,0.22064933923230051,0.22064933923230051,0.22064933923230051,0.22064933923230051,0.22064933923230051,0.22064933923230051,0.22064933923230051,0.22064933923230051,null,4.1499999999999559,0,0,0,0,0,0,0,0,0,0,0,0,0,0,0,0,0,0,0,0]
[null,null,417,4.1599999999999557,0.22129580942266169,0.22129580942266169,0.22129580942266169,0.22129580942266169,0.22129580942266169,0.22129580942266169,0.22129580942266169,0.22129580942266169,0.22129580942266169,0.22129580942266169,0.22129580942266169,0.22129580942266169,0.22129580942266169,0.22129580942266169,0.22129580942266169,0.22129580942266169,0.22129580942266169,0.22129580942266169,0.22129580942266169,0.22129580942266169,null,4.1599999999999557,0,0,0,0,0,0,0,0,0,0,0,0,0,0,0,0,0,0,0,0]
[null,null,418,4.1699999999999555,0.22194425855511601,0.22194425855511601,0.22194425855511601,0.22194425855511601,0.22194425855511601,0.22194425855511601,0.22194425855511601,0.22194425855511601,0.22194425855511601,0.22194425855511601,0.22194425855511601,0.22194425855511601,0.22194425855511601,0.22194425855511601,0.22194425855511601,0.22194425855511601,0.22194425855511601,0.22194425855511601,0.22194425855511601,0.22194425855511601,null,4.1699999999999555,0,0,0,0,0,0,0,0,0,0,0,0,0,0,0,0,0,0,0,0]
[null,null,419,4.1799999999999553,0.22259469585274427,0.22259469585274427,0.22259469585274427,0.22259469585274427,0.22259469585274427,0.22259469585274427,0.22259469585274427,0.22259469585274427,0.22259469585274427,0.22259469585274427,0.22259469585274427,0.22259469585274427,0.22259469585274427,0.22259469585274427,0.22259469585274427,0.22259469585274427,0.22259469585274427,0.22259469585274427,0.22259469585274427,0.22259469585274427,null,4.1799999999999553,0,0,0,0,0,0,0,0,0,0,0,0,0,0,0,0,0,0,0,0]
[null,null,420,4.1899999999999551,0.22324713054897333,0.22324713054897333,0.22324713054897333,0.22324713054897333,0.22324713054897333,0.22324713054897333,0.22324713054897333,0.22324713054897333,0.22324713054897333,0.22324713054897333,0.22324713054897333,0.22324713054897333,0.22324713054897333,0.22324713054897333,0.22324713054897333,0.22324713054897333,0.22324713054897333,0.22324713054897333,0.22324713054897333,0.22324713054897333,null,4.1899999999999551,0,0,0,0,0,0,0,0,0,0,0,0,0,0,0,0,0,0,0,0]
[null,null,421,4.1999999999999549,0.22390157188757587,0.22390157188757587,0.22390157188757587,0.22390157188757587,0.22390157188757587,0.22390157188757587,0.22390157188757587,0.22390157188757587,0.22390157188757587,0.22390157188757587,0.22390157188757587,0.22390157188757587,0.22390157188757587,0.22390157188757587,0.22390157188757587,0.22390157188757587,0.22390157188757587,0.22390157188757587,0.22390157188757587,0.22390157188757587,null,4.1999999999999549,0,0,0,0,0,0,0,0,0,0,0,0,0,0,0,0,0,0,0,0]
[null,null,422,4.2099999999999547,0.22455802912267087,0.22455802912267087,0.22455802912267087,0.22455802912267087,0.22455802912267087,0.22455802912267087,0.22455802912267087,0.22455802912267087,0.22455802912267087,0.22455802912267087,0.22455802912267087,0.22455802912267087,0.22455802912267087,0.22455802912267087,0.22455802912267087,0.22455802912267087,0.22455802912267087,0.22455802912267087,0.22455802912267087,0.22455802912267087,null,4.2099999999999547,0,0,0,0,0,0,0,0,0,0,0,0,0,0,0,0,0,0,0,0]
[null,null,423,4.2199999999999545,0.22521651151872296,0.22521651151872296,0.22521651151872296,0.22521651151872296,0.22521651151872296,0.22521651151872296,0.22521651151872296,0.22521651151872296,0.22521651151872296,0.22521651151872296,0.22521651151872296,0.22521651151872296,0.22521651151872296,0.22521651151872296,0.22521651151872296,0.22521651151872296,0.22521651151872296,0.22521651151872296,0.22521651151872296,0.22521651151872296,null,4.2199999999999545,0,0,0,0,0,0,0,0,0,0,0,0,0,0,0,0,0,0,0,0]
[null,null,424,4.2299999999999542,0.22587702835054302,0.22587702835054302,0.22587702835054302,0.22587702835054302,0.22587702835054302,0.22587702835054302,0.22587702835054302,0.22587702835054302,0.22587702835054302,0.22587702835054302,0.22587702835054302,0.22587702835054302,0.22587702835054302,0.22587702835054302,0.22587702835054302,0.22587702835054302,0.22587702835054302,0.22587702835054302,0.22587702835054302,0.22587702835054302,null,4.2299999999999542,0,0,0,0,0,0,0,0,0,0,0,0,0,0,0,0,0,0,0,0]
[null,null,425,4.239999999999954,0.22653958890328785,0.22653958890328785,0.22653958890328785,0.22653958890328785,0.22653958890328785,0.22653958890328785,0.22653958890328785,0.22653958890328785,0.22653958890328785,0.22653958890328785,0.22653958890328785,0.22653958890328785,0.22653958890328785,0.22653958890328785,0.22653958890328785,0.22653958890328785,0.22653958890328785,0.22653958890328785,0.22653958890328785,0.22653958890328785,null,4.239999999999954,0,0,0,0,0,0,0,0,0,0,0,0,0,0,0,0,0,0,0,0]
[null,null,426,4.2499999999999538,0.22720420247246009,0.22720420247246009,0.22720420247246009,0.22720420247246009,0.22720420247246009,0.22720420247246009,0.22720420247246009,0.22720420247246009,0.22720420247246009,0.22720420247246009,0.22720420247246009,0.22720420247246009,0.22720420247246009,0.22720420247246009,0.22720420247246009,0.22720420247246009,0.22720420247246009,0.22720420247246009,0.22720420247246009,0.22720420247246009,null,4.2499999999999538,0,0,0,0,0,0,0,0,0,0,0,0,0,0,0,0,0,0,0,0]
[null,null,427,4.2599999999999536,0.22787087836390868,0.22787087836390868,0.22787087836390868,0.22787087836390868,0.22787087836390868,0.22787087836390868,0.22787087836390868,0.22787087836390868,0.22787087836390868,0.22787087836390868,0.22787087836390868,0.22787087836390868,0.22787087836390868,0.22787087836390868,0.22787087836390868,0.22787087836390868,0.22787087836390868,0.22787087836390868,0.22787087836390868,0.22787087836390868,null,4.2599999999999536,0,0,0,0,0,0,0,0,0,0,0,0,0,0,0,0,0,0,0,0]
[null,null,428,4.2699999999999534,0.2285396258938282,0.2285396258938282,0.2285396258938282,0.2285396258938282,0.2285396258938282,0.2285396258938282,0.2285396258938282,0.2285396258938282,0.2285396258938282,0.2285396258938282,0.2285396258938282,0.2285396258938282,0.2285396258938282,0.2285396258938282,0.2285396258938282,0.2285396258938282,0.2285396258938282,0.2285396258938282,0.2285396258938282,0.2285396258938282,null,4.2699999999999534,0,0,0,0,0,0,0,0,0,0,0,0,0,0,0,0,0,0,0,0]
[null,null,429,4.2799999999999532,0.22921045438875948,0.22921045438875948,0.22921045438875948,0.22921045438875948,0.22921045438875948,0.22921045438875948,0.22921045438875948,0.22921045438875948,0.22921045438875948,0.22921045438875948,0.22921045438875948,0.22921045438875948,0.22921045438875948,0.22921045438875948,0.22921045438875948,0.22921045438875948,0.22921045438875948,0.22921045438875948,0.22921045438875948,0.22921045438875948,null,4.2799999999999532,0,0,0,0,0,0,0,0,0,0,0,0,0,0,0,0,0,0,0,0]
[null,null,430,4.289999999999953,0.22988337318558932,0.22988337318558932,0.22988337318558932,0.22988337318558932,0.22988337318558932,0.22988337318558932,0.22988337318558932,0.22988337318558932,0.22988337318558932,0.22988337318558932,0.22988337318558932,0.22988337318558932,0.22988337318558932,0.22988337318558932,0.22988337318558932,0.22988337318558932,0.22988337318558932,0.22988337318558932,0.22988337318558932,0.22988337318558932,null,4.289999999999953,0,0,0,0,0,0,0,0,0,0,0,0,0,0,0,0,0,0,0,0]
[null,null,431,4.2999999999999527,0.23055839163155034,0.23055839163155034,0.23055839163155034,0.23055839163155034,0.23055839163155034,0.23055839163155034,0.23055839163155034,0.23055839163155034,0.23055839163155034,0.23055839163155034,0.23055839163155034,0.23055839163155034,0.23055839163155034,0.23055839163155034,0.23055839163155034,0.23055839163155034,0.23055839163155034,0.23055839163155034,0.23055839163155034,0.23055839163155034,null,4.2999999999999527,0,0,0,0,0,0,0,0,0,0,0,0,0,0,0,0,0,0,0,0]
[null,null,432,4.3099999999999525,0.23123551908422135,0.23123551908422135,0.23123551908422135,0.23123551908422135,0.23123551908422135,0.23123551908422135,0.23123551908422135,0.23123551908422135,0.23123551908422135,0.23123551908422135,0.23123551908422135,0.23123551908422135,0.23123551908422135,0.23123551908422135,0.23123551908422135,0.23123551908422135,0.23123551908422135,0.23123551908422135,0.23123551908422135,0.23123551908422135,null,4.3099999999999525,0,0,0,0,0,0,0,0,0,0,0,0,0,0,0,0,0,0,0,0]
[null,null,433,4.3199999999999523,0.23191476491152707,0.23191476491152707,0.23191476491152707,0.23191476491152707,0.23191476491152707,0.23191476491152707,0.23191476491152707,0.23191476491152707,0.23191476491152707,0.23191476491152707,0.23191476491152707,0.23191476491152707,0.23191476491152707,0.23191476491152707,0.23191476491152707,0.23191476491152707,0.23191476491152707,0.23191476491152707,0.23191476491152707,0.23191476491152707,null,4.3199999999999523,0,0,0,0,0,0,0,0,0,0,0,0,0,0,0,0,0,0,0,0]
[null,null,434,4.3299999999999521,0.23259613849173816,0.23259613849173816,0.23259613849173816,0.23259613849173816,0.23259613849173816,0.23259613849173816,0.23259613849173816,0.23259613849173816,0.23259613849173816,0.23259613849173816,0.23259613849173816,0.23259613849173816,0.23259613849173816,0.23259613849173816,0.23259613849173816,0.23259613849173816,0.23259613849173816,0.23259613849173816,0.23259613849173816,0.23259613849173816,null,4.3299999999999521,0,0,0,0,0,0,0,0,0,0,0,0,0,0,0,0,0,0,0,0]
[null,null,435,4.3399999999999519,0.23327964921347133,0.23327964921347133,0.23327964921347133,0.23327964921347133,0.23327964921347133,0.23327964921347133,0.23327964921347133,0.23327964921347133,0.23327964921347133,0.23327964921347133,0.23327964921347133,0.23327964921347133,0.23327964921347133,0.23327964921347133,0.23327964921347133,0.23327964921347133,0.23327964921347133,0.23327964921347133,0.23327964921347133,0.23327964921347133,null,4.3399999999999519,0,0,0,0,0,0,0,0,0,0,0,0,0,0,0,0,0,0,0,0]
[null,null,436,4.3499999999999517,0.23396530647568931,0.23396530647568931,0.23396530647568931,0.23396530647568931,0.23396530647568931,0.23396530647568931,0.23396530647568931,0.23396530647568931,0.23396530647568931,0.23396530647568931,0.23396530647568931,0.23396530647568931,0.23396530647568931,0.23396530647568931,0.23396530647568931,0.23396530647568931,0.23396530647568931,0.23396530647568931,0.23396530647568931,0.23396530647568931,null,4.3499999999999517,0,0,0,0,0,0,0,0,0,0,0,0,0,0,0,0,0,0,0,0]
[null,null,437,4.3599999999999515,0.23465311968770081,0.23465311968770081,0.23465311968770081,0.23465311968770081,0.23465311968770081,0.23465311968770081,0.23465311968770081,0.23465311968770081,0.23465311968770081,0.23465311968770081,0.23465311968770081,0.23465311968770081,0.23465311968770081,0.23465311968770081,0.23465311968770081,0.23465311968770081,0.23465311968770081,0.23465311968770081,0.23465311968770081,0.23465311968770081,null,4.3599999999999515,0,0,0,0,0,0,0,0,0,0,0,0,0,0,0,0,0,0,0,0]
[null,null,438,4.3699999999999513,0.2353430982691605,0.2353430982691605,0.2353430982691605,0.2353430982691605,0.2353430982691605,0.2353430982691605,0.2353430982691605,0.2353430982691605,0.2353430982691605,0.2353430982691605,0.2353430982691605,0.2353430982691605,0.2353430982691605,0.2353430982691605,0.2353430982691605,0.2353430982691605,0.2353430982691605,0.2353430982691605,0.2353430982691605,0.2353430982691605,null,4.3699999999999513,0,0,0,0,0,0,0,0,0,0,0,0,0,0,0,0,0,0,0,0]
[null,null,439,4.379999999999951,0.236035251650069,0.236035251650069,0.236035251650069,0.236035251650069,0.236035251650069,0.236035251650069,0.236035251650069,0.236035251650069,0.236035251650069,0.236035251650069,0.236035251650069,0.236035251650069,0.236035251650069,0.236035251650069,0.236035251650069,0.236035251650069,0.236035251650069,0.236035251650069,0.236035251650069,0.236035251650069,null,4.379999999999951,0,0,0,0,0,0,0,0,0,0,0,0,0,0,0,0,0,0,0,0]
[null,null,440,4.3899999999999508,0.23672958927077303,0.23672958927077303,0.23672958927077303,0.23672958927077303,0.23672958927077303,0.23672958927077303,0.23672958927077303,0.23672958927077303,0.23672958927077303,0.23672958927077303,0.23672958927077303,0.23672958927077303,0.23672958927077303,0.23672958927077303,0.23672958927077303,0.23672958927077303,0.23672958927077303,0.23672958927077303,0.23672958927077303,0.23672958927077303,null,4.3899999999999508,0,0,0,0,0,0,0,0,0,0,0,0,0,0,0,0,0,0,0,0]
[null,null,441,4.3999999999999506,0.23742612058196533,0.23742612058196533,0.23742612058196533,0.23742612058196533,0.23742612058196533,0.23742612058196533,0.23742612058196533,0.23742612058196533,0.23742612058196533,0.23742612058196533,0.23742612058196533,0.23742612058196533,0.23742612058196533,0.23742612058196533,0.23742612058196533,0.23742612058196533,0.23742612058196533,0.23742612058196533,0.23742612058196533,0.23742612058196533,null,4.3999999999999506,0,0,0,0,0,0,0,0,0,0,0,0,0,0,0,0,0,0,0,0]
[null,null,442,4.4099999999999504,0.23812485504468445,0.23812485504468445,0.23812485504468445,0.23812485504468445,0.23812485504468445,0.23812485504468445,0.23812485504468445,0.23812485504468445,0.23812485504468445,0.23812485504468445,0.23812485504468445,0.23812485504468445,0.23812485504468445,0.23812485504468445,0.23812485504468445,0.23812485504468445,0.23812485504468445,0.23812485504468445,0.23812485504468445,0.23812485504468445,null,4.4099999999999504,0,0,0,0,0,0,0,0,0,0,0,0,0,0,0,0,0,0,0,0]
[null,null,443,4.4199999999999502,0.23882580213031501,0.23882580213031501,0.23882580213031501,0.23882580213031501,0.23882580213031501,0.23882580213031501,0.23882580213031501,0.23882580213031501,0.23882580213031501,0.23882580213031501,0.23882580213031501,0.23882580213031501,0.23882580213031501,0.23882580213031501,0.23882580213031501,0.23882580213031501,0.23882580213031501,0.23882580213031501,0.23882580213031501,0.23882580213031501,null,4.4199999999999502,0,0,0,0,0,0,0,0,0,0,0,0,0,0,0,0,0,0,0,0]
[null,null,444,4.42999999999995,0.23952897132058776,0.23952897132058776,0.23952897132058776,0.23952897132058776,0.23952897132058776,0.23952897132058776,0.23952897132058776,0.23952897132058776,0.23952897132058776,0.23952897132058776,0.23952897132058776,0.23952897132058776,0.23952897132058776,0.23952897132058776,0.23952897132058776,0.23952897132058776,0.23952897132058776,0.23952897132058776,0.23952897132058776,0.23952897132058776,null,4.42999999999995,0,0,0,0,0,0,0,0,0,0,0,0,0,0,0,0,0,0,0,0]
[null,null,445,4.4399999999999498,0.24023437210757931,0.24023437210757931,0.24023437210757931,0.24023437210757931,0.24023437210757931,0.24023437210757931,0.24023437210757931,0.24023437210757931,0.24023437210757931,0.24023437210757931,0.24023437210757931,0.24023437210757931,0.24023437210757931,0.24023437210757931,0.24023437210757931,0.24023437210757931,0.24023437210757931,0.24023437210757931,0.24023437210757931,0.24023437210757931,null,4.4399999999999498,0,0,0,0,0,0,0,0,0,0,0,0,0,0,0,0,0,0,0,0]
[null,null,446,4.4499999999999496,0.24094201399371229,0.24094201399371229,0.24094201399371229,0.24094201399371229,0.24094201399371229,0.24094201399371229,0.24094201399371229,0.24094201399371229,0.24094201399371229,0.24094201399371229,0.24094201399371229,0.24094201399371229,0.24094201399371229,0.24094201399371229,0.24094201399371229,0.24094201399371229,0.24094201399371229,0.24094201399371229,0.24094201399371229,0.24094201399371229,null,4.4499999999999496,0,0,0,0,0,0,0,0,0,0,0,0,0,0,0,0,0,0,0,0]
[null,null,447,4.4599999999999493,0.24165190649175522,0.24165190649175522,0.24165190649175522,0.24165190649175522,0.24165190649175522,0.24165190649175522,0.24165190649175522,0.24165190649175522,0.24165190649175522,0.24165190649175522,0.24165190649175522,0.24165190649175522,0.24165190649175522,0.24165190649175522,0.24165190649175522,0.24165190649175522,0.24165190649175522,0.24165190649175522,0.24165190649175522,0.24165190649175522,null,4.4599999999999493,0,0,0,0,0,0,0,0,0,0,0,0,0,0,0,0,0,0,0,0]
[null,null,448,4.4699999999999491,0.24236405912482284,0.24236405912482284,0.24236405912482284,0.24236405912482284,0.24236405912482284,0.24236405912482284,0.24236405912482284,0.24236405912482284,0.24236405912482284,0.24236405912482284,0.24236405912482284,0.24236405912482284,0.24236405912482284,0.24236405912482284,0.24236405912482284,0.24236405912482284,0.24236405912482284,0.24236405912482284,0.24236405912482284,0.24236405912482284,null,4.4699999999999491,0,0,0,0,0,0,0,0,0,0,0,0,0,0,0,0,0,0,0,0]
[null,null,449,4.4799999999999489,0.24307848142637567,0.24307848142637567,0.24307848142637567,0.24307848142637567,0.24307848142637567,0.24307848142637567,0.24307848142637567,0.24307848142637567,0.24307848142637567,0.24307848142637567,0.24307848142637567,0.24307848142637567,0.24307848142637567,0.24307848142637567,0.24307848142637567,0.24307848142637567,0.24307848142637567,0.24307848142637567,0.24307848142637567,0.24307848142637567,null,4.4799999999999489,0,0,0,0,0,0,0,0,0,0,0,0,0,0,0,0,0,0,0,0]
[null,null,450,{"$f":"D493+0.01","v":4.4899999999999487},{"$f":"IF(AD$16=0,0,IF(E$36*$D494^4  +    E$37*$D494^3   +    E$38*$D494^2    +    E$39*$D494   +    E$40>1,1,E$36*$D494^4  +    E$37*$D494^3   +    E$38*$D494^2    +    E$39*$D494   +    E$40))","v":0.24379518294022046},{"$f":"IF(AE$16=0,0,IF(F$36*$D494^4  +    F$37*$D494^3   +    F$38*$D494^2    +    F$39*$D494   +    F$40>1,1,F$36*$D494^4  +    F$37*$D494^3   +    F$38*$D494^2    +    F$39*$D494   +    F$40))","v":0.24379518294022046},{"$f":"IF(AF$16=0,0,IF(G$36*$D494^4  +    G$37*$D494^3   +    G$38*$D494^2    +    G$39*$D494   +    G$40>1,1,G$36*$D494^4  +    G$37*$D494^3   +    G$38*$D494^2    +    G$39*$D494   +    G$40))","v":0.24379518294022046},{"$f":"IF(AG$16=0,0,IF(H$36*$D494^4  +    H$37*$D494^3   +    H$38*$D494^2    +    H$39*$D494   +    H$40>1,1,H$36*$D494^4  +    H$37*$D494^3   +    H$38*$D494^2    +    H$39*$D494   +    H$40))","v":0.24379518294022046},0.24379518294022046,0.24379518294022046,0.24379518294022046,0.24379518294022046,0.24379518294022046,0.24379518294022046,0.24379518294022046,0.24379518294022046,0.24379518294022046,0.24379518294022046,0.24379518294022046,0.24379518294022046,0.24379518294022046,0.24379518294022046,0.24379518294022046,0.24379518294022046,null,{"$f":"Z493+0.01","v":4.4899999999999487},{"$f":"IF(AA$43<>0,INDEX(E$45:E$1045, MATCH($Z494*(AA$43/24), $D$45:$D$1045)), 0)","v":0},{"$f":"IF(AB$43<>0,INDEX(F$45:F$1045, MATCH($Z494*(AB$43/24), $D$45:$D$1045)), 0)","v":0},{"$f":"IF(AC$43<>0,INDEX(G$45:G$1045, MATCH($Z494*(AC$43/24), $D$45:$D$1045)), 0)","v":0},{"$f":"IF(AD$43<>0,INDEX(H$45:H$1045, MATCH($Z494*(AD$43/24), $D$45:$D$1045)), 0)","v":0},{"$f":"IF(AE$43<>0,INDEX(I$45:I$1045, MATCH($Z494*(AE$43/24), $D$45:$D$1045)), 0)","v":0},{"$f":"IF(AF$43<>0,INDEX(J$45:J$1045, MATCH($Z494*(AF$43/24), $D$45:$D$1045)), 0)","v":0},{"$f":"IF(AG$43<>0,INDEX(K$45:K$1045, MATCH($Z494*(AG$43/24), $D$45:$D$1045)), 0)","v":0},{"$f":"IF(AH$43<>0,INDEX(L$45:L$1045, MATCH($Z494*(AH$43/24), $D$45:$D$1045)), 0)","v":0},{"$f":"IF(AI$43<>0,INDEX(M$45:M$1045, MATCH($Z494*(AI$43/24), $D$45:$D$1045)), 0)","v":0},{"$f":"IF(AJ$43<>0,INDEX(N$45:N$1045, MATCH($Z494*(AJ$43/24), $D$45:$D$1045)), 0)","v":0},{"$f":"IF(AK$43<>0,INDEX(O$45:O$1045, MATCH($Z494*(AK$43/24), $D$45:$D$1045)), 0)","v":0},{"$f":"IF(AL$43<>0,INDEX(P$45:P$1045, MATCH($Z494*(AL$43/24), $D$45:$D$1045)), 0)","v":0},{"$f":"IF(AM$43<>0,INDEX(Q$45:Q$1045, MATCH($Z494*(AM$43/24), $D$45:$D$1045)), 0)","v":0},{"$f":"IF(AN$43<>0,INDEX(R$45:R$1045, MATCH($Z494*(AN$43/24), $D$45:$D$1045)), 0)","v":0},{"$f":"IF(AO$43<>0,INDEX(S$45:S$1045, MATCH($Z494*(AO$43/24), $D$45:$D$1045)), 0)","v":0},{"$f":"IF(AP$43<>0,INDEX(T$45:T$1045, MATCH($Z494*(AP$43/24), $D$45:$D$1045)), 0)","v":0},{"$f":"IF(AQ$43<>0,INDEX(U$45:U$1045, MATCH($Z494*(AQ$43/24), $D$45:$D$1045)), 0)","v":0},{"$f":"IF(AR$43<>0,INDEX(V$45:V$1045, MATCH($Z494*(AR$43/24), $D$45:$D$1045)), 0)","v":0},{"$f":"IF(AS$43<>0,INDEX(W$45:W$1045, MATCH($Z494*(AS$43/24), $D$45:$D$1045)), 0)","v":0},{"$f":"IF(AT$43<>0,INDEX(X$45:X$1045, MATCH($Z494*(AT$43/24), $D$45:$D$1045)), 0)","v":0}]
[null,null,{"$f":"C494+1","v":451},4.4999999999999485,0.24451417322050961,0.24451417322050961,0.24451417322050961,0.24451417322050961,0.24451417322050961,0.24451417322050961,0.24451417322050961,0.24451417322050961,0.24451417322050961,0.24451417322050961,0.24451417322050961,0.24451417322050961,0.24451417322050961,0.24451417322050961,0.24451417322050961,0.24451417322050961,0.24451417322050961,0.24451417322050961,0.24451417322050961,0.24451417322050961,null,4.4999999999999485,0,0,0,0,0,0,0,0,0,0,0,0,0,0,0,0,0,0,0,0]
[null,null,452,4.5099999999999483,0.24523546183174183,0.24523546183174183,0.24523546183174183,0.24523546183174183,0.24523546183174183,0.24523546183174183,0.24523546183174183,0.24523546183174183,0.24523546183174183,0.24523546183174183,0.24523546183174183,0.24523546183174183,0.24523546183174183,0.24523546183174183,0.24523546183174183,0.24523546183174183,0.24523546183174183,0.24523546183174183,0.24523546183174183,0.24523546183174183,null,4.5099999999999483,0,0,0,0,0,0,0,0,0,0,0,0,0,0,0,0,0,0,0,0]
[null,null,453,4.5199999999999481,0.24595905834876164,0.24595905834876164,0.24595905834876164,0.24595905834876164,0.24595905834876164,0.24595905834876164,0.24595905834876164,0.24595905834876164,0.24595905834876164,0.24595905834876164,0.24595905834876164,0.24595905834876164,0.24595905834876164,0.24595905834876164,0.24595905834876164,0.24595905834876164,0.24595905834876164,0.24595905834876164,0.24595905834876164,0.24595905834876164,null,4.5199999999999481,0,0,0,0,0,0,0,0,0,0,0,0,0,0,0,0,0,0,0,0]
[null,null,454,4.5299999999999478,0.24668497235675962,0.24668497235675962,0.24668497235675962,0.24668497235675962,0.24668497235675962,0.24668497235675962,0.24668497235675962,0.24668497235675962,0.24668497235675962,0.24668497235675962,0.24668497235675962,0.24668497235675962,0.24668497235675962,0.24668497235675962,0.24668497235675962,0.24668497235675962,0.24668497235675962,0.24668497235675962,0.24668497235675962,0.24668497235675962,null,4.5299999999999478,0,0,0,0,0,0,0,0,0,0,0,0,0,0,0,0,0,0,0,0]
[null,null,455,4.5399999999999476,0.24741321345127237,0.24741321345127237,0.24741321345127237,0.24741321345127237,0.24741321345127237,0.24741321345127237,0.24741321345127237,0.24741321345127237,0.24741321345127237,0.24741321345127237,0.24741321345127237,0.24741321345127237,0.24741321345127237,0.24741321345127237,0.24741321345127237,0.24741321345127237,0.24741321345127237,0.24741321345127237,0.24741321345127237,0.24741321345127237,null,4.5399999999999476,0,0,0,0,0,0,0,0,0,0,0,0,0,0,0,0,0,0,0,0]
[null,null,456,4.5499999999999474,0.24814379123818242,0.24814379123818242,0.24814379123818242,0.24814379123818242,0.24814379123818242,0.24814379123818242,0.24814379123818242,0.24814379123818242,0.24814379123818242,0.24814379123818242,0.24814379123818242,0.24814379123818242,0.24814379123818242,0.24814379123818242,0.24814379123818242,0.24814379123818242,0.24814379123818242,0.24814379123818242,0.24814379123818242,0.24814379123818242,null,4.5499999999999474,0,0,0,0,0,0,0,0,0,0,0,0,0,0,0,0,0,0,0,0]
[null,null,457,4.5599999999999472,0.24887671533371836,0.24887671533371836,0.24887671533371836,0.24887671533371836,0.24887671533371836,0.24887671533371836,0.24887671533371836,0.24887671533371836,0.24887671533371836,0.24887671533371836,0.24887671533371836,0.24887671533371836,0.24887671533371836,0.24887671533371836,0.24887671533371836,0.24887671533371836,0.24887671533371836,0.24887671533371836,0.24887671533371836,0.24887671533371836,null,4.5599999999999472,0,0,0,0,0,0,0,0,0,0,0,0,0,0,0,0,0,0,0,0]
[null,null,458,4.569999999999947,0.24961199536445472,0.24961199536445472,0.24961199536445472,0.24961199536445472,0.24961199536445472,0.24961199536445472,0.24961199536445472,0.24961199536445472,0.24961199536445472,0.24961199536445472,0.24961199536445472,0.24961199536445472,0.24961199536445472,0.24961199536445472,0.24961199536445472,0.24961199536445472,0.24961199536445472,0.24961199536445472,0.24961199536445472,0.24961199536445472,null,4.569999999999947,0,0,0,0,0,0,0,0,0,0,0,0,0,0,0,0,0,0,0,0]
[null,null,459,4.5799999999999468,0.25034964096731199,0.25034964096731199,0.25034964096731199,0.25034964096731199,0.25034964096731199,0.25034964096731199,0.25034964096731199,0.25034964096731199,0.25034964096731199,0.25034964096731199,0.25034964096731199,0.25034964096731199,0.25034964096731199,0.25034964096731199,0.25034964096731199,0.25034964096731199,0.25034964096731199,0.25034964096731199,0.25034964096731199,0.25034964096731199,null,4.5799999999999468,0,0,0,0,0,0,0,0,0,0,0,0,0,0,0,0,0,0,0,0]
[null,null,460,4.5899999999999466,0.25108966178955672,0.25108966178955672,0.25108966178955672,0.25108966178955672,0.25108966178955672,0.25108966178955672,0.25108966178955672,0.25108966178955672,0.25108966178955672,0.25108966178955672,0.25108966178955672,0.25108966178955672,0.25108966178955672,0.25108966178955672,0.25108966178955672,0.25108966178955672,0.25108966178955672,0.25108966178955672,0.25108966178955672,0.25108966178955672,null,4.5899999999999466,0,0,0,0,0,0,0,0,0,0,0,0,0,0,0,0,0,0,0,0]
[null,null,461,4.5999999999999464,0.25183206748880144,0.25183206748880144,0.25183206748880144,0.25183206748880144,0.25183206748880144,0.25183206748880144,0.25183206748880144,0.25183206748880144,0.25183206748880144,0.25183206748880144,0.25183206748880144,0.25183206748880144,0.25183206748880144,0.25183206748880144,0.25183206748880144,0.25183206748880144,0.25183206748880144,0.25183206748880144,0.25183206748880144,0.25183206748880144,null,4.5999999999999464,0,0,0,0,0,0,0,0,0,0,0,0,0,0,0,0,0,0,0,0]
[null,null,462,4.6099999999999461,0.2525768677330047,0.2525768677330047,0.2525768677330047,0.2525768677330047,0.2525768677330047,0.2525768677330047,0.2525768677330047,0.2525768677330047,0.2525768677330047,0.2525768677330047,0.2525768677330047,0.2525768677330047,0.2525768677330047,0.2525768677330047,0.2525768677330047,0.2525768677330047,0.2525768677330047,0.2525768677330047,0.2525768677330047,0.2525768677330047,null,4.6099999999999461,0,0,0,0,0,0,0,0,0,0,0,0,0,0,0,0,0,0,0,0]
[null,null,463,4.6199999999999459,0.25332407220047093,0.25332407220047093,0.25332407220047093,0.25332407220047093,0.25332407220047093,0.25332407220047093,0.25332407220047093,0.25332407220047093,0.25332407220047093,0.25332407220047093,0.25332407220047093,0.25332407220047093,0.25332407220047093,0.25332407220047093,0.25332407220047093,0.25332407220047093,0.25332407220047093,0.25332407220047093,0.25332407220047093,0.25332407220047093,null,4.6199999999999459,0,0,0,0,0,0,0,0,0,0,0,0,0,0,0,0,0,0,0,0]
[null,null,464,4.6299999999999457,0.25407369057985074,0.25407369057985074,0.25407369057985074,0.25407369057985074,0.25407369057985074,0.25407369057985074,0.25407369057985074,0.25407369057985074,0.25407369057985074,0.25407369057985074,0.25407369057985074,0.25407369057985074,0.25407369057985074,0.25407369057985074,0.25407369057985074,0.25407369057985074,0.25407369057985074,0.25407369057985074,0.25407369057985074,0.25407369057985074,null,4.6299999999999457,0,0,0,0,0,0,0,0,0,0,0,0,0,0,0,0,0,0,0,0]
[null,null,465,4.6399999999999455,0.25482573257014057,0.25482573257014057,0.25482573257014057,0.25482573257014057,{"$f":"IF(AH$16=0,0,IF(I$36*$D509^4  +    I$37*$D509^3   +    I$38*$D509^2    +    I$39*$D509   +    I$40>1,1,I$36*$D509^4  +    I$37*$D509^3   +    I$38*$D509^2    +    I$39*$D509   +    I$40))","v":0.25482573257014057},{"$f":"IF(AI$16=0,0,IF(J$36*$D509^4  +    J$37*$D509^3   +    J$38*$D509^2    +    J$39*$D509   +    J$40>1,1,J$36*$D509^4  +    J$37*$D509^3   +    J$38*$D509^2    +    J$39*$D509   +    J$40))","v":0.25482573257014057},{"$f":"IF(AJ$16=0,0,IF(K$36*$D509^4  +    K$37*$D509^3   +    K$38*$D509^2    +    K$39*$D509   +    K$40>1,1,K$36*$D509^4  +    K$37*$D509^3   +    K$38*$D509^2    +    K$39*$D509   +    K$40))","v":0.25482573257014057},{"$f":"IF(AK$16=0,0,IF(L$36*$D509^4  +    L$37*$D509^3   +    L$38*$D509^2    +    L$39*$D509   +    L$40>1,1,L$36*$D509^4  +    L$37*$D509^3   +    L$38*$D509^2    +    L$39*$D509   +    L$40))","v":0.25482573257014057},{"$f":"IF(AL$16=0,0,IF(M$36*$D509^4  +    M$37*$D509^3   +    M$38*$D509^2    +    M$39*$D509   +    M$40>1,1,M$36*$D509^4  +    M$37*$D509^3   +    M$38*$D509^2    +    M$39*$D509   +    M$40))","v":0.25482573257014057},{"$f":"IF(AM$16=0,0,IF(N$36*$D509^4  +    N$37*$D509^3   +    N$38*$D509^2    +    N$39*$D509   +    N$40>1,1,N$36*$D509^4  +    N$37*$D509^3   +    N$38*$D509^2    +    N$39*$D509   +    N$40))","v":0.25482573257014057},{"$f":"IF(AN$16=0,0,IF(O$36*$D509^4  +    O$37*$D509^3   +    O$38*$D509^2    +    O$39*$D509   +    O$40>1,1,O$36*$D509^4  +    O$37*$D509^3   +    O$38*$D509^2    +    O$39*$D509   +    O$40))","v":0.25482573257014057},{"$f":"IF(AO$16=0,0,IF(P$36*$D509^4  +    P$37*$D509^3   +    P$38*$D509^2    +    P$39*$D509   +    P$40>1,1,P$36*$D509^4  +    P$37*$D509^3   +    P$38*$D509^2    +    P$39*$D509   +    P$40))","v":0.25482573257014057},{"$f":"IF(AP$16=0,0,IF(Q$36*$D509^4  +    Q$37*$D509^3   +    Q$38*$D509^2    +    Q$39*$D509   +    Q$40>1,1,Q$36*$D509^4  +    Q$37*$D509^3   +    Q$38*$D509^2    +    Q$39*$D509   +    Q$40))","v":0.25482573257014057},{"$f":"IF(AQ$16=0,0,IF(R$36*$D509^4  +    R$37*$D509^3   +    R$38*$D509^2    +    R$39*$D509   +    R$40>1,1,R$36*$D509^4  +    R$37*$D509^3   +    R$38*$D509^2    +    R$39*$D509   +    R$40))","v":0.25482573257014057},{"$f":"IF(AR$16=0,0,IF(S$36*$D509^4  +    S$37*$D509^3   +    S$38*$D509^2    +    S$39*$D509   +    S$40>1,1,S$36*$D509^4  +    S$37*$D509^3   +    S$38*$D509^2    +    S$39*$D509   +    S$40))","v":0.25482573257014057},{"$f":"IF(AS$16=0,0,IF(T$36*$D509^4  +    T$37*$D509^3   +    T$38*$D509^2    +    T$39*$D509   +    T$40>1,1,T$36*$D509^4  +    T$37*$D509^3   +    T$38*$D509^2    +    T$39*$D509   +    T$40))","v":0.25482573257014057},{"$f":"IF(AT$16=0,0,IF(U$36*$D509^4  +    U$37*$D509^3   +    U$38*$D509^2    +    U$39*$D509   +    U$40>1,1,U$36*$D509^4  +    U$37*$D509^3   +    U$38*$D509^2    +    U$39*$D509   +    U$40))","v":0.25482573257014057},{"$f":"IF(AU$16=0,0,IF(V$36*$D509^4  +    V$37*$D509^3   +    V$38*$D509^2    +    V$39*$D509   +    V$40>1,1,V$36*$D509^4  +    V$37*$D509^3   +    V$38*$D509^2    +    V$39*$D509   +    V$40))","v":0.25482573257014057},{"$f":"IF(AV$16=0,0,IF(W$36*$D509^4  +    W$37*$D509^3   +    W$38*$D509^2    +    W$39*$D509   +    W$40>1,1,W$36*$D509^4  +    W$37*$D509^3   +    W$38*$D509^2    +    W$39*$D509   +    W$40))","v":0.25482573257014057},{"$f":"IF(AW$16=0,0,IF(X$36*$D509^4  +    X$37*$D509^3   +    X$38*$D509^2    +    X$39*$D509   +    X$40>1,1,X$36*$D509^4  +    X$37*$D509^3   +    X$38*$D509^2    +    X$39*$D509   +    X$40))","v":0.25482573257014057},null,4.6399999999999455,0,0,0,0,0,0,0,0,0,0,0,0,0,0,0,0,0,0,0,0]
[null,null,466,4.6499999999999453,0.25558020788068286,0.25558020788068286,0.25558020788068286,0.25558020788068286,0.25558020788068286,0.25558020788068286,0.25558020788068286,0.25558020788068286,0.25558020788068286,0.25558020788068286,0.25558020788068286,0.25558020788068286,0.25558020788068286,0.25558020788068286,0.25558020788068286,0.25558020788068286,0.25558020788068286,0.25558020788068286,0.25558020788068286,0.25558020788068286,null,4.6499999999999453,0,0,0,0,0,0,0,0,0,0,0,0,0,0,0,0,0,0,0,0]
[null,null,467,4.6599999999999451,0.25633712623116617,0.25633712623116617,0.25633712623116617,0.25633712623116617,0.25633712623116617,0.25633712623116617,0.25633712623116617,0.25633712623116617,0.25633712623116617,0.25633712623116617,0.25633712623116617,0.25633712623116617,0.25633712623116617,0.25633712623116617,0.25633712623116617,0.25633712623116617,0.25633712623116617,0.25633712623116617,0.25633712623116617,0.25633712623116617,null,4.6599999999999451,0,0,0,0,0,0,0,0,0,0,0,0,0,0,0,0,0,0,0,0]
[null,null,468,4.6699999999999449,0.25709649735162493,0.25709649735162493,0.25709649735162493,0.25709649735162493,0.25709649735162493,0.25709649735162493,0.25709649735162493,0.25709649735162493,0.25709649735162493,0.25709649735162493,0.25709649735162493,0.25709649735162493,0.25709649735162493,0.25709649735162493,0.25709649735162493,0.25709649735162493,0.25709649735162493,0.25709649735162493,0.25709649735162493,0.25709649735162493,null,4.6699999999999449,0,0,0,0,0,0,0,0,0,0,0,0,0,0,0,0,0,0,0,0]
[null,null,469,4.6799999999999446,0.2578583309824396,0.2578583309824396,0.2578583309824396,0.2578583309824396,0.2578583309824396,0.2578583309824396,0.2578583309824396,0.2578583309824396,0.2578583309824396,0.2578583309824396,0.2578583309824396,0.2578583309824396,0.2578583309824396,0.2578583309824396,0.2578583309824396,0.2578583309824396,0.2578583309824396,0.2578583309824396,0.2578583309824396,0.2578583309824396,null,4.6799999999999446,0,0,0,0,0,0,0,0,0,0,0,0,0,0,0,0,0,0,0,0]
[null,null,470,4.6899999999999444,0.25862263687433668,0.25862263687433668,0.25862263687433668,0.25862263687433668,0.25862263687433668,0.25862263687433668,0.25862263687433668,0.25862263687433668,0.25862263687433668,0.25862263687433668,0.25862263687433668,0.25862263687433668,0.25862263687433668,0.25862263687433668,0.25862263687433668,0.25862263687433668,0.25862263687433668,0.25862263687433668,0.25862263687433668,0.25862263687433668,null,4.6899999999999444,0,0,0,0,0,0,0,0,0,0,0,0,0,0,0,0,0,0,0,0]
[null,null,471,4.6999999999999442,0.25938942478838856,0.25938942478838856,0.25938942478838856,0.25938942478838856,0.25938942478838856,0.25938942478838856,0.25938942478838856,0.25938942478838856,0.25938942478838856,0.25938942478838856,0.25938942478838856,0.25938942478838856,0.25938942478838856,0.25938942478838856,0.25938942478838856,0.25938942478838856,0.25938942478838856,0.25938942478838856,0.25938942478838856,0.25938942478838856,null,4.6999999999999442,0,0,0,0,0,0,0,0,0,0,0,0,0,0,0,0,0,0,0,0]
[null,null,472,4.709999999999944,0.26015870449601375,0.26015870449601375,0.26015870449601375,0.26015870449601375,0.26015870449601375,0.26015870449601375,0.26015870449601375,0.26015870449601375,0.26015870449601375,0.26015870449601375,0.26015870449601375,0.26015870449601375,0.26015870449601375,0.26015870449601375,0.26015870449601375,0.26015870449601375,0.26015870449601375,0.26015870449601375,0.26015870449601375,0.26015870449601375,null,4.709999999999944,0,0,0,0,0,0,0,0,0,0,0,0,0,0,0,0,0,0,0,0]
[null,null,473,4.7199999999999438,0.26093048577897665,0.26093048577897665,0.26093048577897665,0.26093048577897665,0.26093048577897665,0.26093048577897665,0.26093048577897665,0.26093048577897665,0.26093048577897665,0.26093048577897665,0.26093048577897665,0.26093048577897665,0.26093048577897665,0.26093048577897665,0.26093048577897665,0.26093048577897665,0.26093048577897665,0.26093048577897665,0.26093048577897665,0.26093048577897665,null,4.7199999999999438,0,0,0,0,0,0,0,0,0,0,0,0,0,0,0,0,0,0,0,0]
[null,null,474,4.7299999999999436,0.26170477842938772,0.26170477842938772,0.26170477842938772,0.26170477842938772,0.26170477842938772,0.26170477842938772,0.26170477842938772,0.26170477842938772,0.26170477842938772,0.26170477842938772,0.26170477842938772,0.26170477842938772,0.26170477842938772,0.26170477842938772,0.26170477842938772,0.26170477842938772,0.26170477842938772,0.26170477842938772,0.26170477842938772,0.26170477842938772,null,4.7299999999999436,0,0,0,0,0,0,0,0,0,0,0,0,0,0,0,0,0,0,0,0]
[null,null,475,4.7399999999999434,0.26248159224970335,0.26248159224970335,0.26248159224970335,0.26248159224970335,0.26248159224970335,0.26248159224970335,0.26248159224970335,0.26248159224970335,0.26248159224970335,0.26248159224970335,0.26248159224970335,0.26248159224970335,0.26248159224970335,0.26248159224970335,0.26248159224970335,0.26248159224970335,0.26248159224970335,0.26248159224970335,0.26248159224970335,0.26248159224970335,null,4.7399999999999434,0,0,0,0,0,0,0,0,0,0,0,0,0,0,0,0,0,0,0,0]
[null,null,476,4.7499999999999432,0.26326093705272596,0.26326093705272596,0.26326093705272596,0.26326093705272596,0.26326093705272596,0.26326093705272596,0.26326093705272596,0.26326093705272596,0.26326093705272596,0.26326093705272596,0.26326093705272596,0.26326093705272596,0.26326093705272596,0.26326093705272596,0.26326093705272596,0.26326093705272596,0.26326093705272596,0.26326093705272596,0.26326093705272596,0.26326093705272596,null,4.7499999999999432,0,0,0,0,0,0,0,0,0,0,0,0,0,0,0,0,0,0,0,0]
[null,null,477,4.7599999999999429,0.26404282266160395,0.26404282266160395,0.26404282266160395,0.26404282266160395,0.26404282266160395,0.26404282266160395,0.26404282266160395,0.26404282266160395,0.26404282266160395,0.26404282266160395,0.26404282266160395,0.26404282266160395,0.26404282266160395,0.26404282266160395,0.26404282266160395,0.26404282266160395,0.26404282266160395,0.26404282266160395,0.26404282266160395,0.26404282266160395,null,4.7599999999999429,0,0,0,0,0,0,0,0,0,0,0,0,0,0,0,0,0,0,0,0]
[null,null,478,4.7699999999999427,0.26482725890983183,0.26482725890983183,0.26482725890983183,0.26482725890983183,0.26482725890983183,0.26482725890983183,0.26482725890983183,0.26482725890983183,0.26482725890983183,0.26482725890983183,0.26482725890983183,0.26482725890983183,0.26482725890983183,0.26482725890983183,0.26482725890983183,0.26482725890983183,0.26482725890983183,0.26482725890983183,0.26482725890983183,0.26482725890983183,null,4.7699999999999427,0,0,0,0,0,0,0,0,0,0,0,0,0,0,0,0,0,0,0,0]
[null,null,479,4.7799999999999425,0.26561425564124985,0.26561425564124985,0.26561425564124985,0.26561425564124985,0.26561425564124985,0.26561425564124985,0.26561425564124985,0.26561425564124985,0.26561425564124985,0.26561425564124985,0.26561425564124985,0.26561425564124985,0.26561425564124985,0.26561425564124985,0.26561425564124985,0.26561425564124985,0.26561425564124985,0.26561425564124985,0.26561425564124985,0.26561425564124985,null,4.7799999999999425,0,0,0,0,0,0,0,0,0,0,0,0,0,0,0,0,0,0,0,0]
[null,null,480,4.7899999999999423,0.26640382271004448,0.26640382271004448,0.26640382271004448,0.26640382271004448,0.26640382271004448,0.26640382271004448,0.26640382271004448,0.26640382271004448,0.26640382271004448,0.26640382271004448,0.26640382271004448,0.26640382271004448,0.26640382271004448,0.26640382271004448,0.26640382271004448,0.26640382271004448,0.26640382271004448,0.26640382271004448,0.26640382271004448,0.26640382271004448,null,4.7899999999999423,0,0,0,0,0,0,0,0,0,0,0,0,0,0,0,0,0,0,0,0]
[null,null,481,4.7999999999999421,0.26719596998074807,0.26719596998074807,0.26719596998074807,0.26719596998074807,0.26719596998074807,0.26719596998074807,0.26719596998074807,0.26719596998074807,0.26719596998074807,0.26719596998074807,0.26719596998074807,0.26719596998074807,0.26719596998074807,0.26719596998074807,0.26719596998074807,0.26719596998074807,0.26719596998074807,0.26719596998074807,0.26719596998074807,0.26719596998074807,null,4.7999999999999421,0,0,0,0,0,0,0,0,0,0,0,0,0,0,0,0,0,0,0,0]
[null,null,482,4.8099999999999419,0.26799070732823899,0.26799070732823899,0.26799070732823899,0.26799070732823899,0.26799070732823899,0.26799070732823899,0.26799070732823899,0.26799070732823899,0.26799070732823899,0.26799070732823899,0.26799070732823899,0.26799070732823899,0.26799070732823899,0.26799070732823899,0.26799070732823899,0.26799070732823899,0.26799070732823899,0.26799070732823899,0.26799070732823899,0.26799070732823899,null,4.8099999999999419,0,0,0,0,0,0,0,0,0,0,0,0,0,0,0,0,0,0,0,0]
[null,null,483,4.8199999999999417,0.2687880446377417,0.2687880446377417,0.2687880446377417,0.2687880446377417,0.2687880446377417,0.2687880446377417,0.2687880446377417,0.2687880446377417,0.2687880446377417,0.2687880446377417,0.2687880446377417,0.2687880446377417,0.2687880446377417,0.2687880446377417,0.2687880446377417,0.2687880446377417,0.2687880446377417,0.2687880446377417,0.2687880446377417,0.2687880446377417,null,4.8199999999999417,0,0,0,0,0,0,0,0,0,0,0,0,0,0,0,0,0,0,0,0]
[null,null,484,4.8299999999999415,0.26958799180482645,0.26958799180482645,0.26958799180482645,0.26958799180482645,0.26958799180482645,0.26958799180482645,0.26958799180482645,0.26958799180482645,0.26958799180482645,0.26958799180482645,0.26958799180482645,0.26958799180482645,0.26958799180482645,0.26958799180482645,0.26958799180482645,0.26958799180482645,0.26958799180482645,0.26958799180482645,0.26958799180482645,0.26958799180482645,null,4.8299999999999415,0,0,0,0,0,0,0,0,0,0,0,0,0,0,0,0,0,0,0,0]
[null,null,485,4.8399999999999412,0.27039055873540957,0.27039055873540957,0.27039055873540957,0.27039055873540957,0.27039055873540957,0.27039055873540957,0.27039055873540957,0.27039055873540957,0.27039055873540957,0.27039055873540957,0.27039055873540957,0.27039055873540957,0.27039055873540957,0.27039055873540957,0.27039055873540957,0.27039055873540957,0.27039055873540957,0.27039055873540957,0.27039055873540957,0.27039055873540957,null,4.8399999999999412,0,0,0,0,0,0,0,0,0,0,0,0,0,0,0,0,0,0,0,0]
[null,null,486,4.849999999999941,0.27119575534575352,0.27119575534575352,0.27119575534575352,0.27119575534575352,0.27119575534575352,0.27119575534575352,0.27119575534575352,0.27119575534575352,0.27119575534575352,0.27119575534575352,0.27119575534575352,0.27119575534575352,0.27119575534575352,0.27119575534575352,0.27119575534575352,0.27119575534575352,0.27119575534575352,0.27119575534575352,0.27119575534575352,0.27119575534575352,null,4.849999999999941,0,0,0,0,0,0,0,0,0,0,0,0,0,0,0,0,0,0,0,0]
[null,null,487,4.8599999999999408,0.27200359156246662,0.27200359156246662,0.27200359156246662,0.27200359156246662,0.27200359156246662,0.27200359156246662,0.27200359156246662,0.27200359156246662,0.27200359156246662,0.27200359156246662,0.27200359156246662,0.27200359156246662,0.27200359156246662,0.27200359156246662,0.27200359156246662,0.27200359156246662,0.27200359156246662,0.27200359156246662,0.27200359156246662,0.27200359156246662,null,4.8599999999999408,0,0,0,0,0,0,0,0,0,0,0,0,0,0,0,0,0,0,0,0]
[null,null,488,4.8699999999999406,0.27281407732250312,0.27281407732250312,0.27281407732250312,0.27281407732250312,0.27281407732250312,0.27281407732250312,0.27281407732250312,0.27281407732250312,0.27281407732250312,0.27281407732250312,0.27281407732250312,0.27281407732250312,0.27281407732250312,0.27281407732250312,0.27281407732250312,0.27281407732250312,0.27281407732250312,0.27281407732250312,0.27281407732250312,0.27281407732250312,null,4.8699999999999406,0,0,0,0,0,0,0,0,0,0,0,0,0,0,0,0,0,0,0,0]
[null,null,489,4.8799999999999404,0.27362722257316341,0.27362722257316341,0.27362722257316341,0.27362722257316341,0.27362722257316341,0.27362722257316341,0.27362722257316341,0.27362722257316341,0.27362722257316341,0.27362722257316341,0.27362722257316341,0.27362722257316341,0.27362722257316341,0.27362722257316341,0.27362722257316341,0.27362722257316341,0.27362722257316341,0.27362722257316341,0.27362722257316341,0.27362722257316341,null,4.8799999999999404,0,0,0,0,0,0,0,0,0,0,0,0,0,0,0,0,0,0,0,0]
[null,null,490,4.8899999999999402,0.27444303727209379,0.27444303727209379,0.27444303727209379,0.27444303727209379,0.27444303727209379,0.27444303727209379,0.27444303727209379,0.27444303727209379,0.27444303727209379,0.27444303727209379,0.27444303727209379,0.27444303727209379,0.27444303727209379,0.27444303727209379,0.27444303727209379,0.27444303727209379,0.27444303727209379,0.27444303727209379,0.27444303727209379,0.27444303727209379,null,4.8899999999999402,0,0,0,0,0,0,0,0,0,0,0,0,0,0,0,0,0,0,0,0]
[null,null,491,4.89999999999994,0.27526153138728654,0.27526153138728654,0.27526153138728654,0.27526153138728654,0.27526153138728654,0.27526153138728654,0.27526153138728654,0.27526153138728654,0.27526153138728654,0.27526153138728654,0.27526153138728654,0.27526153138728654,0.27526153138728654,0.27526153138728654,0.27526153138728654,0.27526153138728654,0.27526153138728654,0.27526153138728654,0.27526153138728654,0.27526153138728654,null,4.89999999999994,0,0,0,0,0,0,0,0,0,0,0,0,0,0,0,0,0,0,0,0]
[null,null,492,4.9099999999999397,0.27608271489708003,0.27608271489708003,0.27608271489708003,0.27608271489708003,0.27608271489708003,0.27608271489708003,0.27608271489708003,0.27608271489708003,0.27608271489708003,0.27608271489708003,0.27608271489708003,0.27608271489708003,0.27608271489708003,0.27608271489708003,0.27608271489708003,0.27608271489708003,0.27608271489708003,0.27608271489708003,0.27608271489708003,0.27608271489708003,null,4.9099999999999397,0,0,0,0,0,0,0,0,0,0,0,0,0,0,0,0,0,0,0,0]
[null,null,493,4.9199999999999395,0.27690659779015853,0.27690659779015853,0.27690659779015853,0.27690659779015853,0.27690659779015853,0.27690659779015853,0.27690659779015853,0.27690659779015853,0.27690659779015853,0.27690659779015853,0.27690659779015853,0.27690659779015853,0.27690659779015853,0.27690659779015853,0.27690659779015853,0.27690659779015853,0.27690659779015853,0.27690659779015853,0.27690659779015853,0.27690659779015853,null,4.9199999999999395,0,0,0,0,0,0,0,0,0,0,0,0,0,0,0,0,0,0,0,0]
[null,null,494,4.9299999999999393,0.27773319006555236,0.27773319006555236,0.27773319006555236,0.27773319006555236,0.27773319006555236,0.27773319006555236,0.27773319006555236,0.27773319006555236,0.27773319006555236,0.27773319006555236,0.27773319006555236,0.27773319006555236,0.27773319006555236,0.27773319006555236,0.27773319006555236,0.27773319006555236,0.27773319006555236,0.27773319006555236,0.27773319006555236,0.27773319006555236,null,4.9299999999999393,0,0,0,0,0,0,0,0,0,0,0,0,0,0,0,0,0,0,0,0]
[null,null,495,4.9399999999999391,0.27856250173263769,0.27856250173263769,0.27856250173263769,0.27856250173263769,0.27856250173263769,0.27856250173263769,0.27856250173263769,0.27856250173263769,0.27856250173263769,0.27856250173263769,0.27856250173263769,0.27856250173263769,0.27856250173263769,0.27856250173263769,0.27856250173263769,0.27856250173263769,0.27856250173263769,0.27856250173263769,0.27856250173263769,0.27856250173263769,null,4.9399999999999391,0,0,0,0,0,0,0,0,0,0,0,0,0,0,0,0,0,0,0,0]
[null,null,496,4.9499999999999389,0.2793945428111369,0.2793945428111369,0.2793945428111369,0.2793945428111369,0.2793945428111369,0.2793945428111369,0.2793945428111369,0.2793945428111369,0.2793945428111369,0.2793945428111369,0.2793945428111369,0.2793945428111369,0.2793945428111369,0.2793945428111369,0.2793945428111369,0.2793945428111369,0.2793945428111369,0.2793945428111369,0.2793945428111369,0.2793945428111369,null,4.9499999999999389,0,0,0,0,0,0,0,0,0,0,0,0,0,0,0,0,0,0,0,0]
[null,null,497,4.9599999999999387,0.28022932333111827,0.28022932333111827,0.28022932333111827,0.28022932333111827,0.28022932333111827,0.28022932333111827,0.28022932333111827,0.28022932333111827,0.28022932333111827,0.28022932333111827,0.28022932333111827,0.28022932333111827,0.28022932333111827,0.28022932333111827,0.28022932333111827,0.28022932333111827,0.28022932333111827,0.28022932333111827,0.28022932333111827,0.28022932333111827,null,4.9599999999999387,0,0,0,0,0,0,0,0,0,0,0,0,0,0,0,0,0,0,0,0]
[null,null,498,4.9699999999999385,0.28106685333299597,0.28106685333299597,0.28106685333299597,0.28106685333299597,0.28106685333299597,0.28106685333299597,0.28106685333299597,0.28106685333299597,0.28106685333299597,0.28106685333299597,0.28106685333299597,0.28106685333299597,0.28106685333299597,0.28106685333299597,0.28106685333299597,0.28106685333299597,0.28106685333299597,0.28106685333299597,0.28106685333299597,0.28106685333299597,null,4.9699999999999385,0,0,0,0,0,0,0,0,0,0,0,0,0,0,0,0,0,0,0,0]
[null,null,499,4.9799999999999383,0.28190714286753038,0.28190714286753038,0.28190714286753038,0.28190714286753038,0.28190714286753038,0.28190714286753038,0.28190714286753038,0.28190714286753038,0.28190714286753038,0.28190714286753038,0.28190714286753038,0.28190714286753038,0.28190714286753038,0.28190714286753038,0.28190714286753038,0.28190714286753038,0.28190714286753038,0.28190714286753038,0.28190714286753038,0.28190714286753038,null,4.9799999999999383,0,0,0,0,0,0,0,0,0,0,0,0,0,0,0,0,0,0,0,0]
[null,null,500,4.989999999999938,0.28275020199582762,0.28275020199582762,0.28275020199582762,0.28275020199582762,0.28275020199582762,0.28275020199582762,0.28275020199582762,0.28275020199582762,0.28275020199582762,0.28275020199582762,0.28275020199582762,0.28275020199582762,0.28275020199582762,0.28275020199582762,0.28275020199582762,0.28275020199582762,0.28275020199582762,0.28275020199582762,0.28275020199582762,0.28275020199582762,null,4.989999999999938,0,0,0,0,0,0,0,0,0,0,0,0,0,0,0,0,0,0,0,0]
[null,null,501,4.9999999999999378,0.28359604078934003,0.28359604078934003,0.28359604078934003,0.28359604078934003,0.28359604078934003,0.28359604078934003,0.28359604078934003,0.28359604078934003,0.28359604078934003,0.28359604078934003,0.28359604078934003,0.28359604078934003,0.28359604078934003,0.28359604078934003,0.28359604078934003,0.28359604078934003,0.28359604078934003,0.28359604078934003,0.28359604078934003,0.28359604078934003,null,4.9999999999999378,0,0,0,0,0,0,0,0,0,0,0,0,0,0,0,0,0,0,0,0]
[null,null,502,5.0099999999999376,0.28444466932986578,0.28444466932986578,0.28444466932986578,0.28444466932986578,0.28444466932986578,0.28444466932986578,0.28444466932986578,0.28444466932986578,0.28444466932986578,0.28444466932986578,0.28444466932986578,0.28444466932986578,0.28444466932986578,0.28444466932986578,0.28444466932986578,0.28444466932986578,0.28444466932986578,0.28444466932986578,0.28444466932986578,0.28444466932986578,null,5.0099999999999376,0,0,0,0,0,0,0,0,0,0,0,0,0,0,0,0,0,0,0,0]
[null,null,503,5.0199999999999374,0.28529609770954911,0.28529609770954911,0.28529609770954911,0.28529609770954911,0.28529609770954911,0.28529609770954911,0.28529609770954911,0.28529609770954911,0.28529609770954911,0.28529609770954911,0.28529609770954911,0.28529609770954911,0.28529609770954911,0.28529609770954911,0.28529609770954911,0.28529609770954911,0.28529609770954911,0.28529609770954911,0.28529609770954911,0.28529609770954911,null,5.0199999999999374,0,0,0,0,0,0,0,0,0,0,0,0,0,0,0,0,0,0,0,0]
[null,null,504,5.0299999999999372,0.28615033603088025,0.28615033603088025,0.28615033603088025,0.28615033603088025,0.28615033603088025,0.28615033603088025,0.28615033603088025,0.28615033603088025,0.28615033603088025,0.28615033603088025,0.28615033603088025,0.28615033603088025,0.28615033603088025,0.28615033603088025,0.28615033603088025,0.28615033603088025,0.28615033603088025,0.28615033603088025,0.28615033603088025,0.28615033603088025,null,5.0299999999999372,0,0,0,0,0,0,0,0,0,0,0,0,0,0,0,0,0,0,0,0]
[null,null,505,5.039999999999937,0.28700739440669543,0.28700739440669543,0.28700739440669543,0.28700739440669543,0.28700739440669543,0.28700739440669543,0.28700739440669543,0.28700739440669543,0.28700739440669543,0.28700739440669543,0.28700739440669543,0.28700739440669543,0.28700739440669543,0.28700739440669543,0.28700739440669543,0.28700739440669543,0.28700739440669543,0.28700739440669543,0.28700739440669543,0.28700739440669543,null,5.039999999999937,0,0,0,0,0,0,0,0,0,0,0,0,0,0,0,0,0,0,0,0]
[null,null,506,5.0499999999999368,0.28786728296017683,0.28786728296017683,0.28786728296017683,0.28786728296017683,0.28786728296017683,0.28786728296017683,0.28786728296017683,0.28786728296017683,0.28786728296017683,0.28786728296017683,0.28786728296017683,0.28786728296017683,0.28786728296017683,0.28786728296017683,0.28786728296017683,0.28786728296017683,0.28786728296017683,0.28786728296017683,0.28786728296017683,0.28786728296017683,null,5.0499999999999368,0,0,0,0,0,0,0,0,0,0,0,0,0,0,0,0,0,0,0,0]
[null,null,507,5.0599999999999365,0.28873001182485264,0.28873001182485264,0.28873001182485264,0.28873001182485264,0.28873001182485264,0.28873001182485264,0.28873001182485264,0.28873001182485264,0.28873001182485264,0.28873001182485264,0.28873001182485264,0.28873001182485264,0.28873001182485264,0.28873001182485264,0.28873001182485264,0.28873001182485264,0.28873001182485264,0.28873001182485264,0.28873001182485264,0.28873001182485264,null,5.0599999999999365,0,0,0,0,0,0,0,0,0,0,0,0,0,0,0,0,0,0,0,0]
[null,null,508,5.0699999999999363,0.2895955911445971,0.2895955911445971,0.2895955911445971,0.2895955911445971,0.2895955911445971,0.2895955911445971,0.2895955911445971,0.2895955911445971,0.2895955911445971,0.2895955911445971,0.2895955911445971,0.2895955911445971,0.2895955911445971,0.2895955911445971,0.2895955911445971,0.2895955911445971,0.2895955911445971,0.2895955911445971,0.2895955911445971,0.2895955911445971,null,5.0699999999999363,0,0,0,0,0,0,0,0,0,0,0,0,0,0,0,0,0,0,0,0]
[null,null,509,5.0799999999999361,0.29046403107363028,0.29046403107363028,0.29046403107363028,0.29046403107363028,0.29046403107363028,0.29046403107363028,0.29046403107363028,0.29046403107363028,0.29046403107363028,0.29046403107363028,0.29046403107363028,0.29046403107363028,0.29046403107363028,0.29046403107363028,0.29046403107363028,0.29046403107363028,0.29046403107363028,0.29046403107363028,0.29046403107363028,0.29046403107363028,null,5.0799999999999361,0,0,0,0,0,0,0,0,0,0,0,0,0,0,0,0,0,0,0,0]
[null,null,510,5.0899999999999359,0.29133534177651854,0.29133534177651854,0.29133534177651854,0.29133534177651854,0.29133534177651854,0.29133534177651854,0.29133534177651854,0.29133534177651854,0.29133534177651854,0.29133534177651854,0.29133534177651854,0.29133534177651854,0.29133534177651854,0.29133534177651854,0.29133534177651854,0.29133534177651854,0.29133534177651854,0.29133534177651854,0.29133534177651854,0.29133534177651854,null,5.0899999999999359,0,0,0,0,0,0,0,0,0,0,0,0,0,0,0,0,0,0,0,0]
[null,null,511,5.0999999999999357,0.29220953342817391,0.29220953342817391,0.29220953342817391,0.29220953342817391,0.29220953342817391,0.29220953342817391,0.29220953342817391,0.29220953342817391,0.29220953342817391,0.29220953342817391,0.29220953342817391,0.29220953342817391,0.29220953342817391,0.29220953342817391,0.29220953342817391,0.29220953342817391,0.29220953342817391,0.29220953342817391,0.29220953342817391,0.29220953342817391,null,5.0999999999999357,0,0,0,0,0,0,0,0,0,0,0,0,0,0,0,0,0,0,0,0]
[null,null,512,5.1099999999999355,0.29308661621385457,0.29308661621385457,0.29308661621385457,0.29308661621385457,0.29308661621385457,0.29308661621385457,0.29308661621385457,0.29308661621385457,0.29308661621385457,0.29308661621385457,0.29308661621385457,0.29308661621385457,0.29308661621385457,0.29308661621385457,0.29308661621385457,0.29308661621385457,0.29308661621385457,0.29308661621385457,0.29308661621385457,0.29308661621385457,null,5.1099999999999355,0,0,0,0,0,0,0,0,0,0,0,0,0,0,0,0,0,0,0,0]
[null,null,513,5.1199999999999353,0.29396660032916466,0.29396660032916466,0.29396660032916466,0.29396660032916466,0.29396660032916466,0.29396660032916466,0.29396660032916466,0.29396660032916466,0.29396660032916466,0.29396660032916466,0.29396660032916466,0.29396660032916466,0.29396660032916466,0.29396660032916466,0.29396660032916466,0.29396660032916466,0.29396660032916466,0.29396660032916466,0.29396660032916466,0.29396660032916466,null,5.1199999999999353,0,0,0,0,0,0,0,0,0,0,0,0,0,0,0,0,0,0,0,0]
[null,null,514,{"$f":"D557+0.01","v":5.1299999999999351},{"$f":"IF(AD$16=0,0,IF(E$36*$D558^4  +    E$37*$D558^3   +    E$38*$D558^2    +    E$39*$D558   +    E$40>1,1,E$36*$D558^4  +    E$37*$D558^3   +    E$38*$D558^2    +    E$39*$D558   +    E$40))","v":0.29484949598005444},{"$f":"IF(AE$16=0,0,IF(F$36*$D558^4  +    F$37*$D558^3   +    F$38*$D558^2    +    F$39*$D558   +    F$40>1,1,F$36*$D558^4  +    F$37*$D558^3   +    F$38*$D558^2    +    F$39*$D558   +    F$40))","v":0.29484949598005444},{"$f":"IF(AF$16=0,0,IF(G$36*$D558^4  +    G$37*$D558^3   +    G$38*$D558^2    +    G$39*$D558   +    G$40>1,1,G$36*$D558^4  +    G$37*$D558^3   +    G$38*$D558^2    +    G$39*$D558   +    G$40))","v":0.29484949598005444},{"$f":"IF(AG$16=0,0,IF(H$36*$D558^4  +    H$37*$D558^3   +    H$38*$D558^2    +    H$39*$D558   +    H$40>1,1,H$36*$D558^4  +    H$37*$D558^3   +    H$38*$D558^2    +    H$39*$D558   +    H$40))","v":0.29484949598005444},0.29484949598005444,0.29484949598005444,0.29484949598005444,0.29484949598005444,0.29484949598005444,0.29484949598005444,0.29484949598005444,0.29484949598005444,0.29484949598005444,0.29484949598005444,0.29484949598005444,0.29484949598005444,0.29484949598005444,0.29484949598005444,0.29484949598005444,0.29484949598005444,null,{"$f":"Z557+0.01","v":5.1299999999999351},{"$f":"IF(AA$43<>0,INDEX(E$45:E$1045, MATCH($Z558*(AA$43/24), $D$45:$D$1045)), 0)","v":0},{"$f":"IF(AB$43<>0,INDEX(F$45:F$1045, MATCH($Z558*(AB$43/24), $D$45:$D$1045)), 0)","v":0},{"$f":"IF(AC$43<>0,INDEX(G$45:G$1045, MATCH($Z558*(AC$43/24), $D$45:$D$1045)), 0)","v":0},{"$f":"IF(AD$43<>0,INDEX(H$45:H$1045, MATCH($Z558*(AD$43/24), $D$45:$D$1045)), 0)","v":0},{"$f":"IF(AE$43<>0,INDEX(I$45:I$1045, MATCH($Z558*(AE$43/24), $D$45:$D$1045)), 0)","v":0},{"$f":"IF(AF$43<>0,INDEX(J$45:J$1045, MATCH($Z558*(AF$43/24), $D$45:$D$1045)), 0)","v":0},{"$f":"IF(AG$43<>0,INDEX(K$45:K$1045, MATCH($Z558*(AG$43/24), $D$45:$D$1045)), 0)","v":0},{"$f":"IF(AH$43<>0,INDEX(L$45:L$1045, MATCH($Z558*(AH$43/24), $D$45:$D$1045)), 0)","v":0},{"$f":"IF(AI$43<>0,INDEX(M$45:M$1045, MATCH($Z558*(AI$43/24), $D$45:$D$1045)), 0)","v":0},{"$f":"IF(AJ$43<>0,INDEX(N$45:N$1045, MATCH($Z558*(AJ$43/24), $D$45:$D$1045)), 0)","v":0},{"$f":"IF(AK$43<>0,INDEX(O$45:O$1045, MATCH($Z558*(AK$43/24), $D$45:$D$1045)), 0)","v":0},{"$f":"IF(AL$43<>0,INDEX(P$45:P$1045, MATCH($Z558*(AL$43/24), $D$45:$D$1045)), 0)","v":0},{"$f":"IF(AM$43<>0,INDEX(Q$45:Q$1045, MATCH($Z558*(AM$43/24), $D$45:$D$1045)), 0)","v":0},{"$f":"IF(AN$43<>0,INDEX(R$45:R$1045, MATCH($Z558*(AN$43/24), $D$45:$D$1045)), 0)","v":0},{"$f":"IF(AO$43<>0,INDEX(S$45:S$1045, MATCH($Z558*(AO$43/24), $D$45:$D$1045)), 0)","v":0},{"$f":"IF(AP$43<>0,INDEX(T$45:T$1045, MATCH($Z558*(AP$43/24), $D$45:$D$1045)), 0)","v":0},{"$f":"IF(AQ$43<>0,INDEX(U$45:U$1045, MATCH($Z558*(AQ$43/24), $D$45:$D$1045)), 0)","v":0},{"$f":"IF(AR$43<>0,INDEX(V$45:V$1045, MATCH($Z558*(AR$43/24), $D$45:$D$1045)), 0)","v":0},{"$f":"IF(AS$43<>0,INDEX(W$45:W$1045, MATCH($Z558*(AS$43/24), $D$45:$D$1045)), 0)","v":0},{"$f":"IF(AT$43<>0,INDEX(X$45:X$1045, MATCH($Z558*(AT$43/24), $D$45:$D$1045)), 0)","v":0}]
[null,null,{"$f":"C558+1","v":515},5.1399999999999348,0.29573531338282,0.29573531338282,0.29573531338282,0.29573531338282,0.29573531338282,0.29573531338282,0.29573531338282,0.29573531338282,0.29573531338282,0.29573531338282,0.29573531338282,0.29573531338282,0.29573531338282,0.29573531338282,0.29573531338282,0.29573531338282,0.29573531338282,0.29573531338282,0.29573531338282,0.29573531338282,null,5.1399999999999348,0,0,0,0,0,0,0,0,0,0,0,0,0,0,0,0,0,0,0,0]
[null,null,516,5.1499999999999346,0.29662406276410341,0.29662406276410341,0.29662406276410341,0.29662406276410341,0.29662406276410341,0.29662406276410341,0.29662406276410341,0.29662406276410341,0.29662406276410341,0.29662406276410341,0.29662406276410341,0.29662406276410341,0.29662406276410341,0.29662406276410341,0.29662406276410341,0.29662406276410341,0.29662406276410341,0.29662406276410341,0.29662406276410341,0.29662406276410341,null,5.1499999999999346,0,0,0,0,0,0,0,0,0,0,0,0,0,0,0,0,0,0,0,0]
[null,null,517,5.1599999999999344,0.29751575436089284,0.29751575436089284,0.29751575436089284,0.29751575436089284,0.29751575436089284,0.29751575436089284,0.29751575436089284,0.29751575436089284,0.29751575436089284,0.29751575436089284,0.29751575436089284,0.29751575436089284,0.29751575436089284,0.29751575436089284,0.29751575436089284,0.29751575436089284,0.29751575436089284,0.29751575436089284,0.29751575436089284,0.29751575436089284,null,5.1599999999999344,0,0,0,0,0,0,0,0,0,0,0,0,0,0,0,0,0,0,0,0]
[null,null,518,5.1699999999999342,0.29841039842052242,0.29841039842052242,0.29841039842052242,0.29841039842052242,0.29841039842052242,0.29841039842052242,0.29841039842052242,0.29841039842052242,0.29841039842052242,0.29841039842052242,0.29841039842052242,0.29841039842052242,0.29841039842052242,0.29841039842052242,0.29841039842052242,0.29841039842052242,0.29841039842052242,0.29841039842052242,0.29841039842052242,0.29841039842052242,null,5.1699999999999342,0,0,0,0,0,0,0,0,0,0,0,0,0,0,0,0,0,0,0,0]
[null,null,519,5.179999999999934,0.29930800520067224,0.29930800520067224,0.29930800520067224,0.29930800520067224,0.29930800520067224,0.29930800520067224,0.29930800520067224,0.29930800520067224,0.29930800520067224,0.29930800520067224,0.29930800520067224,0.29930800520067224,0.29930800520067224,0.29930800520067224,0.29930800520067224,0.29930800520067224,0.29930800520067224,0.29930800520067224,0.29930800520067224,0.29930800520067224,null,5.179999999999934,0,0,0,0,0,0,0,0,0,0,0,0,0,0,0,0,0,0,0,0]
[null,null,520,5.1899999999999338,0.30020858496936842,0.30020858496936842,0.30020858496936842,0.30020858496936842,0.30020858496936842,0.30020858496936842,0.30020858496936842,0.30020858496936842,0.30020858496936842,0.30020858496936842,0.30020858496936842,0.30020858496936842,0.30020858496936842,0.30020858496936842,0.30020858496936842,0.30020858496936842,0.30020858496936842,0.30020858496936842,0.30020858496936842,0.30020858496936842,null,5.1899999999999338,0,0,0,0,0,0,0,0,0,0,0,0,0,0,0,0,0,0,0,0]
[null,null,521,5.1999999999999336,0.30111214800498309,0.30111214800498309,0.30111214800498309,0.30111214800498309,0.30111214800498309,0.30111214800498309,0.30111214800498309,0.30111214800498309,0.30111214800498309,0.30111214800498309,0.30111214800498309,0.30111214800498309,0.30111214800498309,0.30111214800498309,0.30111214800498309,0.30111214800498309,0.30111214800498309,0.30111214800498309,0.30111214800498309,0.30111214800498309,null,5.1999999999999336,0,0,0,0,0,0,0,0,0,0,0,0,0,0,0,0,0,0,0,0]
[null,null,522,5.2099999999999334,0.30201870459623437,0.30201870459623437,0.30201870459623437,0.30201870459623437,0.30201870459623437,0.30201870459623437,0.30201870459623437,0.30201870459623437,0.30201870459623437,0.30201870459623437,0.30201870459623437,0.30201870459623437,0.30201870459623437,0.30201870459623437,0.30201870459623437,0.30201870459623437,0.30201870459623437,0.30201870459623437,0.30201870459623437,0.30201870459623437,null,5.2099999999999334,0,0,0,0,0,0,0,0,0,0,0,0,0,0,0,0,0,0,0,0]
[null,null,523,5.2199999999999331,0.30292826504218612,0.30292826504218612,0.30292826504218612,0.30292826504218612,0.30292826504218612,0.30292826504218612,0.30292826504218612,0.30292826504218612,0.30292826504218612,0.30292826504218612,0.30292826504218612,0.30292826504218612,0.30292826504218612,0.30292826504218612,0.30292826504218612,0.30292826504218612,0.30292826504218612,0.30292826504218612,0.30292826504218612,0.30292826504218612,null,5.2199999999999331,0,0,0,0,0,0,0,0,0,0,0,0,0,0,0,0,0,0,0,0]
[null,null,524,5.2299999999999329,0.30384083965224873,0.30384083965224873,0.30384083965224873,0.30384083965224873,0.30384083965224873,0.30384083965224873,0.30384083965224873,0.30384083965224873,0.30384083965224873,0.30384083965224873,0.30384083965224873,0.30384083965224873,0.30384083965224873,0.30384083965224873,0.30384083965224873,0.30384083965224873,0.30384083965224873,0.30384083965224873,0.30384083965224873,0.30384083965224873,null,5.2299999999999329,0,0,0,0,0,0,0,0,0,0,0,0,0,0,0,0,0,0,0,0]
[null,null,525,5.2399999999999327,0.30475643874617808,0.30475643874617808,0.30475643874617808,0.30475643874617808,0.30475643874617808,0.30475643874617808,0.30475643874617808,0.30475643874617808,0.30475643874617808,0.30475643874617808,0.30475643874617808,0.30475643874617808,0.30475643874617808,0.30475643874617808,0.30475643874617808,0.30475643874617808,0.30475643874617808,0.30475643874617808,0.30475643874617808,0.30475643874617808,null,5.2399999999999327,0,0,0,0,0,0,0,0,0,0,0,0,0,0,0,0,0,0,0,0]
[null,null,526,5.2499999999999325,0.30567507265407634,0.30567507265407634,0.30567507265407634,0.30567507265407634,0.30567507265407634,0.30567507265407634,0.30567507265407634,0.30567507265407634,0.30567507265407634,0.30567507265407634,0.30567507265407634,0.30567507265407634,0.30567507265407634,0.30567507265407634,0.30567507265407634,0.30567507265407634,0.30567507265407634,0.30567507265407634,0.30567507265407634,0.30567507265407634,null,5.2499999999999325,0,0,0,0,0,0,0,0,0,0,0,0,0,0,0,0,0,0,0,0]
[null,null,527,5.2599999999999323,0.30659675171639139,0.30659675171639139,0.30659675171639139,0.30659675171639139,0.30659675171639139,0.30659675171639139,0.30659675171639139,0.30659675171639139,0.30659675171639139,0.30659675171639139,0.30659675171639139,0.30659675171639139,0.30659675171639139,0.30659675171639139,0.30659675171639139,0.30659675171639139,0.30659675171639139,0.30659675171639139,0.30659675171639139,0.30659675171639139,null,5.2599999999999323,0,0,0,0,0,0,0,0,0,0,0,0,0,0,0,0,0,0,0,0]
[null,null,528,5.2699999999999321,0.30752148628391751,0.30752148628391751,0.30752148628391751,0.30752148628391751,0.30752148628391751,0.30752148628391751,0.30752148628391751,0.30752148628391751,0.30752148628391751,0.30752148628391751,0.30752148628391751,0.30752148628391751,0.30752148628391751,0.30752148628391751,0.30752148628391751,0.30752148628391751,0.30752148628391751,0.30752148628391751,0.30752148628391751,0.30752148628391751,null,5.2699999999999321,0,0,0,0,0,0,0,0,0,0,0,0,0,0,0,0,0,0,0,0]
[null,null,529,5.2799999999999319,0.30844928671779459,0.30844928671779459,0.30844928671779459,0.30844928671779459,{"$f":"IF(AH$16=0,0,IF(I$36*$D573^4  +    I$37*$D573^3   +    I$38*$D573^2    +    I$39*$D573   +    I$40>1,1,I$36*$D573^4  +    I$37*$D573^3   +    I$38*$D573^2    +    I$39*$D573   +    I$40))","v":0.30844928671779459},{"$f":"IF(AI$16=0,0,IF(J$36*$D573^4  +    J$37*$D573^3   +    J$38*$D573^2    +    J$39*$D573   +    J$40>1,1,J$36*$D573^4  +    J$37*$D573^3   +    J$38*$D573^2    +    J$39*$D573   +    J$40))","v":0.30844928671779459},{"$f":"IF(AJ$16=0,0,IF(K$36*$D573^4  +    K$37*$D573^3   +    K$38*$D573^2    +    K$39*$D573   +    K$40>1,1,K$36*$D573^4  +    K$37*$D573^3   +    K$38*$D573^2    +    K$39*$D573   +    K$40))","v":0.30844928671779459},{"$f":"IF(AK$16=0,0,IF(L$36*$D573^4  +    L$37*$D573^3   +    L$38*$D573^2    +    L$39*$D573   +    L$40>1,1,L$36*$D573^4  +    L$37*$D573^3   +    L$38*$D573^2    +    L$39*$D573   +    L$40))","v":0.30844928671779459},{"$f":"IF(AL$16=0,0,IF(M$36*$D573^4  +    M$37*$D573^3   +    M$38*$D573^2    +    M$39*$D573   +    M$40>1,1,M$36*$D573^4  +    M$37*$D573^3   +    M$38*$D573^2    +    M$39*$D573   +    M$40))","v":0.30844928671779459},{"$f":"IF(AM$16=0,0,IF(N$36*$D573^4  +    N$37*$D573^3   +    N$38*$D573^2    +    N$39*$D573   +    N$40>1,1,N$36*$D573^4  +    N$37*$D573^3   +    N$38*$D573^2    +    N$39*$D573   +    N$40))","v":0.30844928671779459},{"$f":"IF(AN$16=0,0,IF(O$36*$D573^4  +    O$37*$D573^3   +    O$38*$D573^2    +    O$39*$D573   +    O$40>1,1,O$36*$D573^4  +    O$37*$D573^3   +    O$38*$D573^2    +    O$39*$D573   +    O$40))","v":0.30844928671779459},{"$f":"IF(AO$16=0,0,IF(P$36*$D573^4  +    P$37*$D573^3   +    P$38*$D573^2    +    P$39*$D573   +    P$40>1,1,P$36*$D573^4  +    P$37*$D573^3   +    P$38*$D573^2    +    P$39*$D573   +    P$40))","v":0.30844928671779459},{"$f":"IF(AP$16=0,0,IF(Q$36*$D573^4  +    Q$37*$D573^3   +    Q$38*$D573^2    +    Q$39*$D573   +    Q$40>1,1,Q$36*$D573^4  +    Q$37*$D573^3   +    Q$38*$D573^2    +    Q$39*$D573   +    Q$40))","v":0.30844928671779459},{"$f":"IF(AQ$16=0,0,IF(R$36*$D573^4  +    R$37*$D573^3   +    R$38*$D573^2    +    R$39*$D573   +    R$40>1,1,R$36*$D573^4  +    R$37*$D573^3   +    R$38*$D573^2    +    R$39*$D573   +    R$40))","v":0.30844928671779459},{"$f":"IF(AR$16=0,0,IF(S$36*$D573^4  +    S$37*$D573^3   +    S$38*$D573^2    +    S$39*$D573   +    S$40>1,1,S$36*$D573^4  +    S$37*$D573^3   +    S$38*$D573^2    +    S$39*$D573   +    S$40))","v":0.30844928671779459},{"$f":"IF(AS$16=0,0,IF(T$36*$D573^4  +    T$37*$D573^3   +    T$38*$D573^2    +    T$39*$D573   +    T$40>1,1,T$36*$D573^4  +    T$37*$D573^3   +    T$38*$D573^2    +    T$39*$D573   +    T$40))","v":0.30844928671779459},{"$f":"IF(AT$16=0,0,IF(U$36*$D573^4  +    U$37*$D573^3   +    U$38*$D573^2    +    U$39*$D573   +    U$40>1,1,U$36*$D573^4  +    U$37*$D573^3   +    U$38*$D573^2    +    U$39*$D573   +    U$40))","v":0.30844928671779459},{"$f":"IF(AU$16=0,0,IF(V$36*$D573^4  +    V$37*$D573^3   +    V$38*$D573^2    +    V$39*$D573   +    V$40>1,1,V$36*$D573^4  +    V$37*$D573^3   +    V$38*$D573^2    +    V$39*$D573   +    V$40))","v":0.30844928671779459},{"$f":"IF(AV$16=0,0,IF(W$36*$D573^4  +    W$37*$D573^3   +    W$38*$D573^2    +    W$39*$D573   +    W$40>1,1,W$36*$D573^4  +    W$37*$D573^3   +    W$38*$D573^2    +    W$39*$D573   +    W$40))","v":0.30844928671779459},{"$f":"IF(AW$16=0,0,IF(X$36*$D573^4  +    X$37*$D573^3   +    X$38*$D573^2    +    X$39*$D573   +    X$40>1,1,X$36*$D573^4  +    X$37*$D573^3   +    X$38*$D573^2    +    X$39*$D573   +    X$40))","v":0.30844928671779459},null,5.2799999999999319,0,0,0,0,0,0,0,0,0,0,0,0,0,0,0,0,0,0,0,0]
[null,null,530,5.2899999999999316,0.30938016338950874,0.30938016338950874,0.30938016338950874,0.30938016338950874,0.30938016338950874,0.30938016338950874,0.30938016338950874,0.30938016338950874,0.30938016338950874,0.30938016338950874,0.30938016338950874,0.30938016338950874,0.30938016338950874,0.30938016338950874,0.30938016338950874,0.30938016338950874,0.30938016338950874,0.30938016338950874,0.30938016338950874,0.30938016338950874,null,5.2899999999999316,0,0,0,0,0,0,0,0,0,0,0,0,0,0,0,0,0,0,0,0]
[null,null,531,5.2999999999999314,0.31031412668089198,0.31031412668089198,0.31031412668089198,0.31031412668089198,0.31031412668089198,0.31031412668089198,0.31031412668089198,0.31031412668089198,0.31031412668089198,0.31031412668089198,0.31031412668089198,0.31031412668089198,0.31031412668089198,0.31031412668089198,0.31031412668089198,0.31031412668089198,0.31031412668089198,0.31031412668089198,0.31031412668089198,0.31031412668089198,null,5.2999999999999314,0,0,0,0,0,0,0,0,0,0,0,0,0,0,0,0,0,0,0,0]
[null,null,532,5.3099999999999312,0.31125118698412224,0.31125118698412224,0.31125118698412224,0.31125118698412224,0.31125118698412224,0.31125118698412224,0.31125118698412224,0.31125118698412224,0.31125118698412224,0.31125118698412224,0.31125118698412224,0.31125118698412224,0.31125118698412224,0.31125118698412224,0.31125118698412224,0.31125118698412224,0.31125118698412224,0.31125118698412224,0.31125118698412224,0.31125118698412224,null,5.3099999999999312,0,0,0,0,0,0,0,0,0,0,0,0,0,0,0,0,0,0,0,0]
[null,null,533,5.319999999999931,0.31219135470172366,0.31219135470172366,0.31219135470172366,0.31219135470172366,0.31219135470172366,0.31219135470172366,0.31219135470172366,0.31219135470172366,0.31219135470172366,0.31219135470172366,0.31219135470172366,0.31219135470172366,0.31219135470172366,0.31219135470172366,0.31219135470172366,0.31219135470172366,0.31219135470172366,0.31219135470172366,0.31219135470172366,0.31219135470172366,null,5.319999999999931,0,0,0,0,0,0,0,0,0,0,0,0,0,0,0,0,0,0,0,0]
[null,null,534,5.3299999999999308,0.31313464024656623,0.31313464024656623,0.31313464024656623,0.31313464024656623,0.31313464024656623,0.31313464024656623,0.31313464024656623,0.31313464024656623,0.31313464024656623,0.31313464024656623,0.31313464024656623,0.31313464024656623,0.31313464024656623,0.31313464024656623,0.31313464024656623,0.31313464024656623,0.31313464024656623,0.31313464024656623,0.31313464024656623,0.31313464024656623,null,5.3299999999999308,0,0,0,0,0,0,0,0,0,0,0,0,0,0,0,0,0,0,0,0]
[null,null,535,5.3399999999999306,0.31408105404186581,0.31408105404186581,0.31408105404186581,0.31408105404186581,0.31408105404186581,0.31408105404186581,0.31408105404186581,0.31408105404186581,0.31408105404186581,0.31408105404186581,0.31408105404186581,0.31408105404186581,0.31408105404186581,0.31408105404186581,0.31408105404186581,0.31408105404186581,0.31408105404186581,0.31408105404186581,0.31408105404186581,0.31408105404186581,null,5.3399999999999306,0,0,0,0,0,0,0,0,0,0,0,0,0,0,0,0,0,0,0,0]
[null,null,536,5.3499999999999304,0.31503060652118459,0.31503060652118459,0.31503060652118459,0.31503060652118459,0.31503060652118459,0.31503060652118459,0.31503060652118459,0.31503060652118459,0.31503060652118459,0.31503060652118459,0.31503060652118459,0.31503060652118459,0.31503060652118459,0.31503060652118459,0.31503060652118459,0.31503060652118459,0.31503060652118459,0.31503060652118459,0.31503060652118459,0.31503060652118459,null,5.3499999999999304,0,0,0,0,0,0,0,0,0,0,0,0,0,0,0,0,0,0,0,0]
[null,null,537,5.3599999999999302,0.3159833081284304,0.3159833081284304,0.3159833081284304,0.3159833081284304,0.3159833081284304,0.3159833081284304,0.3159833081284304,0.3159833081284304,0.3159833081284304,0.3159833081284304,0.3159833081284304,0.3159833081284304,0.3159833081284304,0.3159833081284304,0.3159833081284304,0.3159833081284304,0.3159833081284304,0.3159833081284304,0.3159833081284304,0.3159833081284304,null,5.3599999999999302,0,0,0,0,0,0,0,0,0,0,0,0,0,0,0,0,0,0,0,0]
[null,null,538,5.3699999999999299,0.31693916931785737,0.31693916931785737,0.31693916931785737,0.31693916931785737,0.31693916931785737,0.31693916931785737,0.31693916931785737,0.31693916931785737,0.31693916931785737,0.31693916931785737,0.31693916931785737,0.31693916931785737,0.31693916931785737,0.31693916931785737,0.31693916931785737,0.31693916931785737,0.31693916931785737,0.31693916931785737,0.31693916931785737,0.31693916931785737,null,5.3699999999999299,0,0,0,0,0,0,0,0,0,0,0,0,0,0,0,0,0,0,0,0]
[null,null,539,5.3799999999999297,0.31789820055406531,0.31789820055406531,0.31789820055406531,0.31789820055406531,0.31789820055406531,0.31789820055406531,0.31789820055406531,0.31789820055406531,0.31789820055406531,0.31789820055406531,0.31789820055406531,0.31789820055406531,0.31789820055406531,0.31789820055406531,0.31789820055406531,0.31789820055406531,0.31789820055406531,0.31789820055406531,0.31789820055406531,0.31789820055406531,null,5.3799999999999297,0,0,0,0,0,0,0,0,0,0,0,0,0,0,0,0,0,0,0,0]
[null,null,540,5.3899999999999295,0.3188604123120003,0.3188604123120003,0.3188604123120003,0.3188604123120003,0.3188604123120003,0.3188604123120003,0.3188604123120003,0.3188604123120003,0.3188604123120003,0.3188604123120003,0.3188604123120003,0.3188604123120003,0.3188604123120003,0.3188604123120003,0.3188604123120003,0.3188604123120003,0.3188604123120003,0.3188604123120003,0.3188604123120003,0.3188604123120003,null,5.3899999999999295,0,0,0,0,0,0,0,0,0,0,0,0,0,0,0,0,0,0,0,0]
[null,null,541,5.3999999999999293,0.31982581507695418,0.31982581507695418,0.31982581507695418,0.31982581507695418,0.31982581507695418,0.31982581507695418,0.31982581507695418,0.31982581507695418,0.31982581507695418,0.31982581507695418,0.31982581507695418,0.31982581507695418,0.31982581507695418,0.31982581507695418,0.31982581507695418,0.31982581507695418,0.31982581507695418,0.31982581507695418,0.31982581507695418,0.31982581507695418,null,5.3999999999999293,0,0,0,0,0,0,0,0,0,0,0,0,0,0,0,0,0,0,0,0]
[null,null,542,5.4099999999999291,0.3207944193445651,0.3207944193445651,0.3207944193445651,0.3207944193445651,0.3207944193445651,0.3207944193445651,0.3207944193445651,0.3207944193445651,0.3207944193445651,0.3207944193445651,0.3207944193445651,0.3207944193445651,0.3207944193445651,0.3207944193445651,0.3207944193445651,0.3207944193445651,0.3207944193445651,0.3207944193445651,0.3207944193445651,0.3207944193445651,null,5.4099999999999291,0,0,0,0,0,0,0,0,0,0,0,0,0,0,0,0,0,0,0,0]
[null,null,543,5.4199999999999289,0.32176623562081685,0.32176623562081685,0.32176623562081685,0.32176623562081685,0.32176623562081685,0.32176623562081685,0.32176623562081685,0.32176623562081685,0.32176623562081685,0.32176623562081685,0.32176623562081685,0.32176623562081685,0.32176623562081685,0.32176623562081685,0.32176623562081685,0.32176623562081685,0.32176623562081685,0.32176623562081685,0.32176623562081685,0.32176623562081685,null,5.4199999999999289,0,0,0,0,0,0,0,0,0,0,0,0,0,0,0,0,0,0,0,0]
[null,null,544,5.4299999999999287,0.32274127442203943,0.32274127442203943,0.32274127442203943,0.32274127442203943,0.32274127442203943,0.32274127442203943,0.32274127442203943,0.32274127442203943,0.32274127442203943,0.32274127442203943,0.32274127442203943,0.32274127442203943,0.32274127442203943,0.32274127442203943,0.32274127442203943,0.32274127442203943,0.32274127442203943,0.32274127442203943,0.32274127442203943,0.32274127442203943,null,5.4299999999999287,0,0,0,0,0,0,0,0,0,0,0,0,0,0,0,0,0,0,0,0]
[null,null,545,5.4399999999999284,0.32371954627490873,0.32371954627490873,0.32371954627490873,0.32371954627490873,0.32371954627490873,0.32371954627490873,0.32371954627490873,0.32371954627490873,0.32371954627490873,0.32371954627490873,0.32371954627490873,0.32371954627490873,0.32371954627490873,0.32371954627490873,0.32371954627490873,0.32371954627490873,0.32371954627490873,0.32371954627490873,0.32371954627490873,0.32371954627490873,null,5.4399999999999284,0,0,0,0,0,0,0,0,0,0,0,0,0,0,0,0,0,0,0,0]
[null,null,546,5.4499999999999282,0.32470106171644664,0.32470106171644664,0.32470106171644664,0.32470106171644664,0.32470106171644664,0.32470106171644664,0.32470106171644664,0.32470106171644664,0.32470106171644664,0.32470106171644664,0.32470106171644664,0.32470106171644664,0.32470106171644664,0.32470106171644664,0.32470106171644664,0.32470106171644664,0.32470106171644664,0.32470106171644664,0.32470106171644664,0.32470106171644664,null,5.4499999999999282,0,0,0,0,0,0,0,0,0,0,0,0,0,0,0,0,0,0,0,0]
[null,null,547,5.459999999999928,0.32568583129402123,0.32568583129402123,0.32568583129402123,0.32568583129402123,0.32568583129402123,0.32568583129402123,0.32568583129402123,0.32568583129402123,0.32568583129402123,0.32568583129402123,0.32568583129402123,0.32568583129402123,0.32568583129402123,0.32568583129402123,0.32568583129402123,0.32568583129402123,0.32568583129402123,0.32568583129402123,0.32568583129402123,0.32568583129402123,null,5.459999999999928,0,0,0,0,0,0,0,0,0,0,0,0,0,0,0,0,0,0,0,0]
[null,null,548,5.4699999999999278,0.32667386556534622,0.32667386556534622,0.32667386556534622,0.32667386556534622,0.32667386556534622,0.32667386556534622,0.32667386556534622,0.32667386556534622,0.32667386556534622,0.32667386556534622,0.32667386556534622,0.32667386556534622,0.32667386556534622,0.32667386556534622,0.32667386556534622,0.32667386556534622,0.32667386556534622,0.32667386556534622,0.32667386556534622,0.32667386556534622,null,5.4699999999999278,0,0,0,0,0,0,0,0,0,0,0,0,0,0,0,0,0,0,0,0]
[null,null,549,5.4799999999999276,0.32766517509848159,0.32766517509848159,0.32766517509848159,0.32766517509848159,0.32766517509848159,0.32766517509848159,0.32766517509848159,0.32766517509848159,0.32766517509848159,0.32766517509848159,0.32766517509848159,0.32766517509848159,0.32766517509848159,0.32766517509848159,0.32766517509848159,0.32766517509848159,0.32766517509848159,0.32766517509848159,0.32766517509848159,0.32766517509848159,null,5.4799999999999276,0,0,0,0,0,0,0,0,0,0,0,0,0,0,0,0,0,0,0,0]
[null,null,550,5.4899999999999274,0.32865977047183331,0.32865977047183331,0.32865977047183331,0.32865977047183331,0.32865977047183331,0.32865977047183331,0.32865977047183331,0.32865977047183331,0.32865977047183331,0.32865977047183331,0.32865977047183331,0.32865977047183331,0.32865977047183331,0.32865977047183331,0.32865977047183331,0.32865977047183331,0.32865977047183331,0.32865977047183331,0.32865977047183331,0.32865977047183331,null,5.4899999999999274,0,0,0,0,0,0,0,0,0,0,0,0,0,0,0,0,0,0,0,0]
[null,null,551,5.4999999999999272,0.32965766227415316,0.32965766227415316,0.32965766227415316,0.32965766227415316,0.32965766227415316,0.32965766227415316,0.32965766227415316,0.32965766227415316,0.32965766227415316,0.32965766227415316,0.32965766227415316,0.32965766227415316,0.32965766227415316,0.32965766227415316,0.32965766227415316,0.32965766227415316,0.32965766227415316,0.32965766227415316,0.32965766227415316,0.32965766227415316,null,5.4999999999999272,0,0,0,0,0,0,0,0,0,0,0,0,0,0,0,0,0,0,0,0]
[null,null,552,5.509999999999927,0.33065886110453901,0.33065886110453901,0.33065886110453901,0.33065886110453901,0.33065886110453901,0.33065886110453901,0.33065886110453901,0.33065886110453901,0.33065886110453901,0.33065886110453901,0.33065886110453901,0.33065886110453901,0.33065886110453901,0.33065886110453901,0.33065886110453901,0.33065886110453901,0.33065886110453901,0.33065886110453901,0.33065886110453901,0.33065886110453901,null,5.509999999999927,0,0,0,0,0,0,0,0,0,0,0,0,0,0,0,0,0,0,0,0]
[null,null,553,5.5199999999999267,0.33166337757243491,0.33166337757243491,0.33166337757243491,0.33166337757243491,0.33166337757243491,0.33166337757243491,0.33166337757243491,0.33166337757243491,0.33166337757243491,0.33166337757243491,0.33166337757243491,0.33166337757243491,0.33166337757243491,0.33166337757243491,0.33166337757243491,0.33166337757243491,0.33166337757243491,0.33166337757243491,0.33166337757243491,0.33166337757243491,null,5.5199999999999267,0,0,0,0,0,0,0,0,0,0,0,0,0,0,0,0,0,0,0,0]
[null,null,554,5.5299999999999265,0.33267122229763052,0.33267122229763052,0.33267122229763052,0.33267122229763052,0.33267122229763052,0.33267122229763052,0.33267122229763052,0.33267122229763052,0.33267122229763052,0.33267122229763052,0.33267122229763052,0.33267122229763052,0.33267122229763052,0.33267122229763052,0.33267122229763052,0.33267122229763052,0.33267122229763052,0.33267122229763052,0.33267122229763052,0.33267122229763052,null,5.5299999999999265,0,0,0,0,0,0,0,0,0,0,0,0,0,0,0,0,0,0,0,0]
[null,null,555,5.5399999999999263,0.33368240591026177,0.33368240591026177,0.33368240591026177,0.33368240591026177,0.33368240591026177,0.33368240591026177,0.33368240591026177,0.33368240591026177,0.33368240591026177,0.33368240591026177,0.33368240591026177,0.33368240591026177,0.33368240591026177,0.33368240591026177,0.33368240591026177,0.33368240591026177,0.33368240591026177,0.33368240591026177,0.33368240591026177,0.33368240591026177,null,5.5399999999999263,0,0,0,0,0,0,0,0,0,0,0,0,0,0,0,0,0,0,0,0]
[null,null,556,5.5499999999999261,0.33469693905081055,0.33469693905081055,0.33469693905081055,0.33469693905081055,0.33469693905081055,0.33469693905081055,0.33469693905081055,0.33469693905081055,0.33469693905081055,0.33469693905081055,0.33469693905081055,0.33469693905081055,0.33469693905081055,0.33469693905081055,0.33469693905081055,0.33469693905081055,0.33469693905081055,0.33469693905081055,0.33469693905081055,0.33469693905081055,null,5.5499999999999261,0,0,0,0,0,0,0,0,0,0,0,0,0,0,0,0,0,0,0,0]
[null,null,557,5.5599999999999259,0.33571483237010469,0.33571483237010469,0.33571483237010469,0.33571483237010469,0.33571483237010469,0.33571483237010469,0.33571483237010469,0.33571483237010469,0.33571483237010469,0.33571483237010469,0.33571483237010469,0.33571483237010469,0.33571483237010469,0.33571483237010469,0.33571483237010469,0.33571483237010469,0.33571483237010469,0.33571483237010469,0.33571483237010469,0.33571483237010469,null,5.5599999999999259,0,0,0,0,0,0,0,0,0,0,0,0,0,0,0,0,0,0,0,0]
[null,null,558,5.5699999999999257,0.33673609652931802,0.33673609652931802,0.33673609652931802,0.33673609652931802,0.33673609652931802,0.33673609652931802,0.33673609652931802,0.33673609652931802,0.33673609652931802,0.33673609652931802,0.33673609652931802,0.33673609652931802,0.33673609652931802,0.33673609652931802,0.33673609652931802,0.33673609652931802,0.33673609652931802,0.33673609652931802,0.33673609652931802,0.33673609652931802,null,5.5699999999999257,0,0,0,0,0,0,0,0,0,0,0,0,0,0,0,0,0,0,0,0]
[null,null,559,5.5799999999999255,0.33776074219997032,0.33776074219997032,0.33776074219997032,0.33776074219997032,0.33776074219997032,0.33776074219997032,0.33776074219997032,0.33776074219997032,0.33776074219997032,0.33776074219997032,0.33776074219997032,0.33776074219997032,0.33776074219997032,0.33776074219997032,0.33776074219997032,0.33776074219997032,0.33776074219997032,0.33776074219997032,0.33776074219997032,0.33776074219997032,null,5.5799999999999255,0,0,0,0,0,0,0,0,0,0,0,0,0,0,0,0,0,0,0,0]
[null,null,560,5.5899999999999253,0.33878878006392749,0.33878878006392749,0.33878878006392749,0.33878878006392749,0.33878878006392749,0.33878878006392749,0.33878878006392749,0.33878878006392749,0.33878878006392749,0.33878878006392749,0.33878878006392749,0.33878878006392749,0.33878878006392749,0.33878878006392749,0.33878878006392749,0.33878878006392749,0.33878878006392749,0.33878878006392749,0.33878878006392749,0.33878878006392749,null,5.5899999999999253,0,0,0,0,0,0,0,0,0,0,0,0,0,0,0,0,0,0,0,0]
[null,null,561,5.599999999999925,0.33982022081340135,0.33982022081340135,0.33982022081340135,0.33982022081340135,0.33982022081340135,0.33982022081340135,0.33982022081340135,0.33982022081340135,0.33982022081340135,0.33982022081340135,0.33982022081340135,0.33982022081340135,0.33982022081340135,0.33982022081340135,0.33982022081340135,0.33982022081340135,0.33982022081340135,0.33982022081340135,0.33982022081340135,0.33982022081340135,null,5.599999999999925,0,0,0,0,0,0,0,0,0,0,0,0,0,0,0,0,0,0,0,0]
[null,null,562,5.6099999999999248,0.34085507515094965,0.34085507515094965,0.34085507515094965,0.34085507515094965,0.34085507515094965,0.34085507515094965,0.34085507515094965,0.34085507515094965,0.34085507515094965,0.34085507515094965,0.34085507515094965,0.34085507515094965,0.34085507515094965,0.34085507515094965,0.34085507515094965,0.34085507515094965,0.34085507515094965,0.34085507515094965,0.34085507515094965,0.34085507515094965,null,5.6099999999999248,0,0,0,0,0,0,0,0,0,0,0,0,0,0,0,0,0,0,0,0]
[null,null,563,5.6199999999999246,0.34189335378947627,0.34189335378947627,0.34189335378947627,0.34189335378947627,0.34189335378947627,0.34189335378947627,0.34189335378947627,0.34189335378947627,0.34189335378947627,0.34189335378947627,0.34189335378947627,0.34189335378947627,0.34189335378947627,0.34189335378947627,0.34189335378947627,0.34189335378947627,0.34189335378947627,0.34189335378947627,0.34189335378947627,0.34189335378947627,null,5.6199999999999246,0,0,0,0,0,0,0,0,0,0,0,0,0,0,0,0,0,0,0,0]
[null,null,564,5.6299999999999244,0.34293506745223096,0.34293506745223096,0.34293506745223096,0.34293506745223096,0.34293506745223096,0.34293506745223096,0.34293506745223096,0.34293506745223096,0.34293506745223096,0.34293506745223096,0.34293506745223096,0.34293506745223096,0.34293506745223096,0.34293506745223096,0.34293506745223096,0.34293506745223096,0.34293506745223096,0.34293506745223096,0.34293506745223096,0.34293506745223096,null,5.6299999999999244,0,0,0,0,0,0,0,0,0,0,0,0,0,0,0,0,0,0,0,0]
[null,null,565,5.6399999999999242,0.34398022687280938,0.34398022687280938,0.34398022687280938,0.34398022687280938,0.34398022687280938,0.34398022687280938,0.34398022687280938,0.34398022687280938,0.34398022687280938,0.34398022687280938,0.34398022687280938,0.34398022687280938,0.34398022687280938,0.34398022687280938,0.34398022687280938,0.34398022687280938,0.34398022687280938,0.34398022687280938,0.34398022687280938,0.34398022687280938,null,5.6399999999999242,0,0,0,0,0,0,0,0,0,0,0,0,0,0,0,0,0,0,0,0]
[null,null,566,5.649999999999924,0.34502884279515361,0.34502884279515361,0.34502884279515361,0.34502884279515361,0.34502884279515361,0.34502884279515361,0.34502884279515361,0.34502884279515361,0.34502884279515361,0.34502884279515361,0.34502884279515361,0.34502884279515361,0.34502884279515361,0.34502884279515361,0.34502884279515361,0.34502884279515361,0.34502884279515361,0.34502884279515361,0.34502884279515361,0.34502884279515361,null,5.649999999999924,0,0,0,0,0,0,0,0,0,0,0,0,0,0,0,0,0,0,0,0]
[null,null,567,5.6599999999999238,0.34608092597355122,0.34608092597355122,0.34608092597355122,0.34608092597355122,0.34608092597355122,0.34608092597355122,0.34608092597355122,0.34608092597355122,0.34608092597355122,0.34608092597355122,0.34608092597355122,0.34608092597355122,0.34608092597355122,0.34608092597355122,0.34608092597355122,0.34608092597355122,0.34608092597355122,0.34608092597355122,0.34608092597355122,0.34608092597355122,null,5.6599999999999238,0,0,0,0,0,0,0,0,0,0,0,0,0,0,0,0,0,0,0,0]
[null,null,568,5.6699999999999235,0.34713648717263595,0.34713648717263595,0.34713648717263595,0.34713648717263595,0.34713648717263595,0.34713648717263595,0.34713648717263595,0.34713648717263595,0.34713648717263595,0.34713648717263595,0.34713648717263595,0.34713648717263595,0.34713648717263595,0.34713648717263595,0.34713648717263595,0.34713648717263595,0.34713648717263595,0.34713648717263595,0.34713648717263595,0.34713648717263595,null,5.6699999999999235,0,0,0,0,0,0,0,0,0,0,0,0,0,0,0,0,0,0,0,0]
[null,null,569,5.6799999999999233,0.3481955371673876,0.3481955371673876,0.3481955371673876,0.3481955371673876,0.3481955371673876,0.3481955371673876,0.3481955371673876,0.3481955371673876,0.3481955371673876,0.3481955371673876,0.3481955371673876,0.3481955371673876,0.3481955371673876,0.3481955371673876,0.3481955371673876,0.3481955371673876,0.3481955371673876,0.3481955371673876,0.3481955371673876,0.3481955371673876,null,5.6799999999999233,0,0,0,0,0,0,0,0,0,0,0,0,0,0,0,0,0,0,0,0]
[null,null,570,5.6899999999999231,0.34925808674313208,0.34925808674313208,0.34925808674313208,0.34925808674313208,0.34925808674313208,0.34925808674313208,0.34925808674313208,0.34925808674313208,0.34925808674313208,0.34925808674313208,0.34925808674313208,0.34925808674313208,0.34925808674313208,0.34925808674313208,0.34925808674313208,0.34925808674313208,0.34925808674313208,0.34925808674313208,0.34925808674313208,0.34925808674313208,null,5.6899999999999231,0,0,0,0,0,0,0,0,0,0,0,0,0,0,0,0,0,0,0,0]
[null,null,571,5.6999999999999229,0.35032414669554091,0.35032414669554091,0.35032414669554091,0.35032414669554091,0.35032414669554091,0.35032414669554091,0.35032414669554091,0.35032414669554091,0.35032414669554091,0.35032414669554091,0.35032414669554091,0.35032414669554091,0.35032414669554091,0.35032414669554091,0.35032414669554091,0.35032414669554091,0.35032414669554091,0.35032414669554091,0.35032414669554091,0.35032414669554091,null,5.6999999999999229,0,0,0,0,0,0,0,0,0,0,0,0,0,0,0,0,0,0,0,0]
[null,null,572,5.7099999999999227,0.351393727830632,0.351393727830632,0.351393727830632,0.351393727830632,0.351393727830632,0.351393727830632,0.351393727830632,0.351393727830632,0.351393727830632,0.351393727830632,0.351393727830632,0.351393727830632,0.351393727830632,0.351393727830632,0.351393727830632,0.351393727830632,0.351393727830632,0.351393727830632,0.351393727830632,0.351393727830632,null,5.7099999999999227,0,0,0,0,0,0,0,0,0,0,0,0,0,0,0,0,0,0,0,0]
[null,null,573,5.7199999999999225,0.35246684096476899,0.35246684096476899,0.35246684096476899,0.35246684096476899,0.35246684096476899,0.35246684096476899,0.35246684096476899,0.35246684096476899,0.35246684096476899,0.35246684096476899,0.35246684096476899,0.35246684096476899,0.35246684096476899,0.35246684096476899,0.35246684096476899,0.35246684096476899,0.35246684096476899,0.35246684096476899,0.35246684096476899,0.35246684096476899,null,5.7199999999999225,0,0,0,0,0,0,0,0,0,0,0,0,0,0,0,0,0,0,0,0]
[null,null,574,5.7299999999999223,0.35354349692466153,0.35354349692466153,0.35354349692466153,0.35354349692466153,0.35354349692466153,0.35354349692466153,0.35354349692466153,0.35354349692466153,0.35354349692466153,0.35354349692466153,0.35354349692466153,0.35354349692466153,0.35354349692466153,0.35354349692466153,0.35354349692466153,0.35354349692466153,0.35354349692466153,0.35354349692466153,0.35354349692466153,0.35354349692466153,null,5.7299999999999223,0,0,0,0,0,0,0,0,0,0,0,0,0,0,0,0,0,0,0,0]
[null,null,575,5.7399999999999221,0.35462370654736552,0.35462370654736552,0.35462370654736552,0.35462370654736552,0.35462370654736552,0.35462370654736552,0.35462370654736552,0.35462370654736552,0.35462370654736552,0.35462370654736552,0.35462370654736552,0.35462370654736552,0.35462370654736552,0.35462370654736552,0.35462370654736552,0.35462370654736552,0.35462370654736552,0.35462370654736552,0.35462370654736552,0.35462370654736552,null,5.7399999999999221,0,0,0,0,0,0,0,0,0,0,0,0,0,0,0,0,0,0,0,0]
[null,null,576,5.7499999999999218,0.35570748068028263,0.35570748068028263,0.35570748068028263,0.35570748068028263,0.35570748068028263,0.35570748068028263,0.35570748068028263,0.35570748068028263,0.35570748068028263,0.35570748068028263,0.35570748068028263,0.35570748068028263,0.35570748068028263,0.35570748068028263,0.35570748068028263,0.35570748068028263,0.35570748068028263,0.35570748068028263,0.35570748068028263,0.35570748068028263,null,5.7499999999999218,0,0,0,0,0,0,0,0,0,0,0,0,0,0,0,0,0,0,0,0]
[null,null,577,5.7599999999999216,0.35679483018116043,0.35679483018116043,0.35679483018116043,0.35679483018116043,0.35679483018116043,0.35679483018116043,0.35679483018116043,0.35679483018116043,0.35679483018116043,0.35679483018116043,0.35679483018116043,0.35679483018116043,0.35679483018116043,0.35679483018116043,0.35679483018116043,0.35679483018116043,0.35679483018116043,0.35679483018116043,0.35679483018116043,0.35679483018116043,null,5.7599999999999216,0,0,0,0,0,0,0,0,0,0,0,0,0,0,0,0,0,0,0,0]
[null,null,578,{"$f":"D621+0.01","v":5.7699999999999214},{"$f":"IF(AD$16=0,0,IF(E$36*$D622^4  +    E$37*$D622^3   +    E$38*$D622^2    +    E$39*$D622   +    E$40>1,1,E$36*$D622^4  +    E$37*$D622^3   +    E$38*$D622^2    +    E$39*$D622   +    E$40))","v":0.35788576591809274},{"$f":"IF(AE$16=0,0,IF(F$36*$D622^4  +    F$37*$D622^3   +    F$38*$D622^2    +    F$39*$D622   +    F$40>1,1,F$36*$D622^4  +    F$37*$D622^3   +    F$38*$D622^2    +    F$39*$D622   +    F$40))","v":0.35788576591809274},{"$f":"IF(AF$16=0,0,IF(G$36*$D622^4  +    G$37*$D622^3   +    G$38*$D622^2    +    G$39*$D622   +    G$40>1,1,G$36*$D622^4  +    G$37*$D622^3   +    G$38*$D622^2    +    G$39*$D622   +    G$40))","v":0.35788576591809274},{"$f":"IF(AG$16=0,0,IF(H$36*$D622^4  +    H$37*$D622^3   +    H$38*$D622^2    +    H$39*$D622   +    H$40>1,1,H$36*$D622^4  +    H$37*$D622^3   +    H$38*$D622^2    +    H$39*$D622   +    H$40))","v":0.35788576591809274},0.35788576591809274,0.35788576591809274,0.35788576591809274,0.35788576591809274,0.35788576591809274,0.35788576591809274,0.35788576591809274,0.35788576591809274,0.35788576591809274,0.35788576591809274,0.35788576591809274,0.35788576591809274,0.35788576591809274,0.35788576591809274,0.35788576591809274,0.35788576591809274,null,{"$f":"Z621+0.01","v":5.7699999999999214},{"$f":"IF(AA$43<>0,INDEX(E$45:E$1045, MATCH($Z622*(AA$43/24), $D$45:$D$1045)), 0)","v":0},{"$f":"IF(AB$43<>0,INDEX(F$45:F$1045, MATCH($Z622*(AB$43/24), $D$45:$D$1045)), 0)","v":0},{"$f":"IF(AC$43<>0,INDEX(G$45:G$1045, MATCH($Z622*(AC$43/24), $D$45:$D$1045)), 0)","v":0},{"$f":"IF(AD$43<>0,INDEX(H$45:H$1045, MATCH($Z622*(AD$43/24), $D$45:$D$1045)), 0)","v":0},{"$f":"IF(AE$43<>0,INDEX(I$45:I$1045, MATCH($Z622*(AE$43/24), $D$45:$D$1045)), 0)","v":0},{"$f":"IF(AF$43<>0,INDEX(J$45:J$1045, MATCH($Z622*(AF$43/24), $D$45:$D$1045)), 0)","v":0},{"$f":"IF(AG$43<>0,INDEX(K$45:K$1045, MATCH($Z622*(AG$43/24), $D$45:$D$1045)), 0)","v":0},{"$f":"IF(AH$43<>0,INDEX(L$45:L$1045, MATCH($Z622*(AH$43/24), $D$45:$D$1045)), 0)","v":0},{"$f":"IF(AI$43<>0,INDEX(M$45:M$1045, MATCH($Z622*(AI$43/24), $D$45:$D$1045)), 0)","v":0},{"$f":"IF(AJ$43<>0,INDEX(N$45:N$1045, MATCH($Z622*(AJ$43/24), $D$45:$D$1045)), 0)","v":0},{"$f":"IF(AK$43<>0,INDEX(O$45:O$1045, MATCH($Z622*(AK$43/24), $D$45:$D$1045)), 0)","v":0},{"$f":"IF(AL$43<>0,INDEX(P$45:P$1045, MATCH($Z622*(AL$43/24), $D$45:$D$1045)), 0)","v":0},{"$f":"IF(AM$43<>0,INDEX(Q$45:Q$1045, MATCH($Z622*(AM$43/24), $D$45:$D$1045)), 0)","v":0},{"$f":"IF(AN$43<>0,INDEX(R$45:R$1045, MATCH($Z622*(AN$43/24), $D$45:$D$1045)), 0)","v":0},{"$f":"IF(AO$43<>0,INDEX(S$45:S$1045, MATCH($Z622*(AO$43/24), $D$45:$D$1045)), 0)","v":0},{"$f":"IF(AP$43<>0,INDEX(T$45:T$1045, MATCH($Z622*(AP$43/24), $D$45:$D$1045)), 0)","v":0},{"$f":"IF(AQ$43<>0,INDEX(U$45:U$1045, MATCH($Z622*(AQ$43/24), $D$45:$D$1045)), 0)","v":0},{"$f":"IF(AR$43<>0,INDEX(V$45:V$1045, MATCH($Z622*(AR$43/24), $D$45:$D$1045)), 0)","v":0},{"$f":"IF(AS$43<>0,INDEX(W$45:W$1045, MATCH($Z622*(AS$43/24), $D$45:$D$1045)), 0)","v":0},{"$f":"IF(AT$43<>0,INDEX(X$45:X$1045, MATCH($Z622*(AT$43/24), $D$45:$D$1045)), 0)","v":0}]
[null,null,{"$f":"C622+1","v":579},5.7799999999999212,0.3589802987695192,0.3589802987695192,0.3589802987695192,0.3589802987695192,0.3589802987695192,0.3589802987695192,0.3589802987695192,0.3589802987695192,0.3589802987695192,0.3589802987695192,0.3589802987695192,0.3589802987695192,0.3589802987695192,0.3589802987695192,0.3589802987695192,0.3589802987695192,0.3589802987695192,0.3589802987695192,0.3589802987695192,0.3589802987695192,null,5.7799999999999212,0,0,0,0,0,0,0,0,0,0,0,0,0,0,0,0,0,0,0,0]
[null,null,580,5.789999999999921,0.36007843962422553,0.36007843962422553,0.36007843962422553,0.36007843962422553,0.36007843962422553,0.36007843962422553,0.36007843962422553,0.36007843962422553,0.36007843962422553,0.36007843962422553,0.36007843962422553,0.36007843962422553,0.36007843962422553,0.36007843962422553,0.36007843962422553,0.36007843962422553,0.36007843962422553,0.36007843962422553,0.36007843962422553,0.36007843962422553,null,5.789999999999921,0,0,0,0,0,0,0,0,0,0,0,0,0,0,0,0,0,0,0,0]
[null,null,581,5.7999999999999208,0.36118019938134338,0.36118019938134338,0.36118019938134338,0.36118019938134338,0.36118019938134338,0.36118019938134338,0.36118019938134338,0.36118019938134338,0.36118019938134338,0.36118019938134338,0.36118019938134338,0.36118019938134338,0.36118019938134338,0.36118019938134338,0.36118019938134338,0.36118019938134338,0.36118019938134338,0.36118019938134338,0.36118019938134338,0.36118019938134338,null,5.7999999999999208,0,0,0,0,0,0,0,0,0,0,0,0,0,0,0,0,0,0,0,0]
[null,null,582,5.8099999999999206,0.36228558895035046,0.36228558895035046,0.36228558895035046,0.36228558895035046,0.36228558895035046,0.36228558895035046,0.36228558895035046,0.36228558895035046,0.36228558895035046,0.36228558895035046,0.36228558895035046,0.36228558895035046,0.36228558895035046,0.36228558895035046,0.36228558895035046,0.36228558895035046,0.36228558895035046,0.36228558895035046,0.36228558895035046,0.36228558895035046,null,5.8099999999999206,0,0,0,0,0,0,0,0,0,0,0,0,0,0,0,0,0,0,0,0]
[null,null,583,5.8199999999999203,0.36339461925107036,0.36339461925107036,0.36339461925107036,0.36339461925107036,0.36339461925107036,0.36339461925107036,0.36339461925107036,0.36339461925107036,0.36339461925107036,0.36339461925107036,0.36339461925107036,0.36339461925107036,0.36339461925107036,0.36339461925107036,0.36339461925107036,0.36339461925107036,0.36339461925107036,0.36339461925107036,0.36339461925107036,0.36339461925107036,null,5.8199999999999203,0,0,0,0,0,0,0,0,0,0,0,0,0,0,0,0,0,0,0,0]
[null,null,584,5.8299999999999201,0.36450730121367281,0.36450730121367281,0.36450730121367281,0.36450730121367281,0.36450730121367281,0.36450730121367281,0.36450730121367281,0.36450730121367281,0.36450730121367281,0.36450730121367281,0.36450730121367281,0.36450730121367281,0.36450730121367281,0.36450730121367281,0.36450730121367281,0.36450730121367281,0.36450730121367281,0.36450730121367281,0.36450730121367281,0.36450730121367281,null,5.8299999999999201,0,0,0,0,0,0,0,0,0,0,0,0,0,0,0,0,0,0,0,0]
[null,null,585,5.8399999999999199,0.36562364577867346,0.36562364577867346,0.36562364577867346,0.36562364577867346,0.36562364577867346,0.36562364577867346,0.36562364577867346,0.36562364577867346,0.36562364577867346,0.36562364577867346,0.36562364577867346,0.36562364577867346,0.36562364577867346,0.36562364577867346,0.36562364577867346,0.36562364577867346,0.36562364577867346,0.36562364577867346,0.36562364577867346,0.36562364577867346,null,5.8399999999999199,0,0,0,0,0,0,0,0,0,0,0,0,0,0,0,0,0,0,0,0]
[null,null,586,5.8499999999999197,0.3667436638969338,0.3667436638969338,0.3667436638969338,0.3667436638969338,0.3667436638969338,0.3667436638969338,0.3667436638969338,0.3667436638969338,0.3667436638969338,0.3667436638969338,0.3667436638969338,0.3667436638969338,0.3667436638969338,0.3667436638969338,0.3667436638969338,0.3667436638969338,0.3667436638969338,0.3667436638969338,0.3667436638969338,0.3667436638969338,null,5.8499999999999197,0,0,0,0,0,0,0,0,0,0,0,0,0,0,0,0,0,0,0,0]
[null,null,587,5.8599999999999195,0.36786736652966162,0.36786736652966162,0.36786736652966162,0.36786736652966162,0.36786736652966162,0.36786736652966162,0.36786736652966162,0.36786736652966162,0.36786736652966162,0.36786736652966162,0.36786736652966162,0.36786736652966162,0.36786736652966162,0.36786736652966162,0.36786736652966162,0.36786736652966162,0.36786736652966162,0.36786736652966162,0.36786736652966162,0.36786736652966162,null,5.8599999999999195,0,0,0,0,0,0,0,0,0,0,0,0,0,0,0,0,0,0,0,0]
[null,null,588,5.8699999999999193,0.36899476464841052,0.36899476464841052,0.36899476464841052,0.36899476464841052,0.36899476464841052,0.36899476464841052,0.36899476464841052,0.36899476464841052,0.36899476464841052,0.36899476464841052,0.36899476464841052,0.36899476464841052,0.36899476464841052,0.36899476464841052,0.36899476464841052,0.36899476464841052,0.36899476464841052,0.36899476464841052,0.36899476464841052,0.36899476464841052,null,5.8699999999999193,0,0,0,0,0,0,0,0,0,0,0,0,0,0,0,0,0,0,0,0]
[null,null,589,5.8799999999999191,0.37012586923508006,0.37012586923508006,0.37012586923508006,0.37012586923508006,0.37012586923508006,0.37012586923508006,0.37012586923508006,0.37012586923508006,0.37012586923508006,0.37012586923508006,0.37012586923508006,0.37012586923508006,0.37012586923508006,0.37012586923508006,0.37012586923508006,0.37012586923508006,0.37012586923508006,0.37012586923508006,0.37012586923508006,0.37012586923508006,null,5.8799999999999191,0,0,0,0,0,0,0,0,0,0,0,0,0,0,0,0,0,0,0,0]
[null,null,590,5.8899999999999189,0.37126069128191597,0.37126069128191597,0.37126069128191597,0.37126069128191597,0.37126069128191597,0.37126069128191597,0.37126069128191597,0.37126069128191597,0.37126069128191597,0.37126069128191597,0.37126069128191597,0.37126069128191597,0.37126069128191597,0.37126069128191597,0.37126069128191597,0.37126069128191597,0.37126069128191597,0.37126069128191597,0.37126069128191597,0.37126069128191597,null,5.8899999999999189,0,0,0,0,0,0,0,0,0,0,0,0,0,0,0,0,0,0,0,0]
[null,null,591,5.8999999999999186,0.37239924179150979,0.37239924179150979,0.37239924179150979,0.37239924179150979,0.37239924179150979,0.37239924179150979,0.37239924179150979,0.37239924179150979,0.37239924179150979,0.37239924179150979,0.37239924179150979,0.37239924179150979,0.37239924179150979,0.37239924179150979,0.37239924179150979,0.37239924179150979,0.37239924179150979,0.37239924179150979,0.37239924179150979,0.37239924179150979,null,5.8999999999999186,0,0,0,0,0,0,0,0,0,0,0,0,0,0,0,0,0,0,0,0]
[null,null,592,5.9099999999999184,0.37354153177679905,0.37354153177679905,0.37354153177679905,0.37354153177679905,0.37354153177679905,0.37354153177679905,0.37354153177679905,0.37354153177679905,0.37354153177679905,0.37354153177679905,0.37354153177679905,0.37354153177679905,0.37354153177679905,0.37354153177679905,0.37354153177679905,0.37354153177679905,0.37354153177679905,0.37354153177679905,0.37354153177679905,0.37354153177679905,null,5.9099999999999184,0,0,0,0,0,0,0,0,0,0,0,0,0,0,0,0,0,0,0,0]
[null,null,593,5.9199999999999182,0.37468757226106741,0.37468757226106741,0.37468757226106741,0.37468757226106741,{"$f":"IF(AH$16=0,0,IF(I$36*$D637^4  +    I$37*$D637^3   +    I$38*$D637^2    +    I$39*$D637   +    I$40>1,1,I$36*$D637^4  +    I$37*$D637^3   +    I$38*$D637^2    +    I$39*$D637   +    I$40))","v":0.37468757226106741},{"$f":"IF(AI$16=0,0,IF(J$36*$D637^4  +    J$37*$D637^3   +    J$38*$D637^2    +    J$39*$D637   +    J$40>1,1,J$36*$D637^4  +    J$37*$D637^3   +    J$38*$D637^2    +    J$39*$D637   +    J$40))","v":0.37468757226106741},{"$f":"IF(AJ$16=0,0,IF(K$36*$D637^4  +    K$37*$D637^3   +    K$38*$D637^2    +    K$39*$D637   +    K$40>1,1,K$36*$D637^4  +    K$37*$D637^3   +    K$38*$D637^2    +    K$39*$D637   +    K$40))","v":0.37468757226106741},{"$f":"IF(AK$16=0,0,IF(L$36*$D637^4  +    L$37*$D637^3   +    L$38*$D637^2    +    L$39*$D637   +    L$40>1,1,L$36*$D637^4  +    L$37*$D637^3   +    L$38*$D637^2    +    L$39*$D637   +    L$40))","v":0.37468757226106741},{"$f":"IF(AL$16=0,0,IF(M$36*$D637^4  +    M$37*$D637^3   +    M$38*$D637^2    +    M$39*$D637   +    M$40>1,1,M$36*$D637^4  +    M$37*$D637^3   +    M$38*$D637^2    +    M$39*$D637   +    M$40))","v":0.37468757226106741},{"$f":"IF(AM$16=0,0,IF(N$36*$D637^4  +    N$37*$D637^3   +    N$38*$D637^2    +    N$39*$D637   +    N$40>1,1,N$36*$D637^4  +    N$37*$D637^3   +    N$38*$D637^2    +    N$39*$D637   +    N$40))","v":0.37468757226106741},{"$f":"IF(AN$16=0,0,IF(O$36*$D637^4  +    O$37*$D637^3   +    O$38*$D637^2    +    O$39*$D637   +    O$40>1,1,O$36*$D637^4  +    O$37*$D637^3   +    O$38*$D637^2    +    O$39*$D637   +    O$40))","v":0.37468757226106741},{"$f":"IF(AO$16=0,0,IF(P$36*$D637^4  +    P$37*$D637^3   +    P$38*$D637^2    +    P$39*$D637   +    P$40>1,1,P$36*$D637^4  +    P$37*$D637^3   +    P$38*$D637^2    +    P$39*$D637   +    P$40))","v":0.37468757226106741},{"$f":"IF(AP$16=0,0,IF(Q$36*$D637^4  +    Q$37*$D637^3   +    Q$38*$D637^2    +    Q$39*$D637   +    Q$40>1,1,Q$36*$D637^4  +    Q$37*$D637^3   +    Q$38*$D637^2    +    Q$39*$D637   +    Q$40))","v":0.37468757226106741},{"$f":"IF(AQ$16=0,0,IF(R$36*$D637^4  +    R$37*$D637^3   +    R$38*$D637^2    +    R$39*$D637   +    R$40>1,1,R$36*$D637^4  +    R$37*$D637^3   +    R$38*$D637^2    +    R$39*$D637   +    R$40))","v":0.37468757226106741},{"$f":"IF(AR$16=0,0,IF(S$36*$D637^4  +    S$37*$D637^3   +    S$38*$D637^2    +    S$39*$D637   +    S$40>1,1,S$36*$D637^4  +    S$37*$D637^3   +    S$38*$D637^2    +    S$39*$D637   +    S$40))","v":0.37468757226106741},{"$f":"IF(AS$16=0,0,IF(T$36*$D637^4  +    T$37*$D637^3   +    T$38*$D637^2    +    T$39*$D637   +    T$40>1,1,T$36*$D637^4  +    T$37*$D637^3   +    T$38*$D637^2    +    T$39*$D637   +    T$40))","v":0.37468757226106741},{"$f":"IF(AT$16=0,0,IF(U$36*$D637^4  +    U$37*$D637^3   +    U$38*$D637^2    +    U$39*$D637   +    U$40>1,1,U$36*$D637^4  +    U$37*$D637^3   +    U$38*$D637^2    +    U$39*$D637   +    U$40))","v":0.37468757226106741},{"$f":"IF(AU$16=0,0,IF(V$36*$D637^4  +    V$37*$D637^3   +    V$38*$D637^2    +    V$39*$D637   +    V$40>1,1,V$36*$D637^4  +    V$37*$D637^3   +    V$38*$D637^2    +    V$39*$D637   +    V$40))","v":0.37468757226106741},{"$f":"IF(AV$16=0,0,IF(W$36*$D637^4  +    W$37*$D637^3   +    W$38*$D637^2    +    W$39*$D637   +    W$40>1,1,W$36*$D637^4  +    W$37*$D637^3   +    W$38*$D637^2    +    W$39*$D637   +    W$40))","v":0.37468757226106741},{"$f":"IF(AW$16=0,0,IF(X$36*$D637^4  +    X$37*$D637^3   +    X$38*$D637^2    +    X$39*$D637   +    X$40>1,1,X$36*$D637^4  +    X$37*$D637^3   +    X$38*$D637^2    +    X$39*$D637   +    X$40))","v":0.37468757226106741},null,5.9199999999999182,0,0,0,0,0,0,0,0,0,0,0,0,0,0,0,0,0,0,0,0]
[null,null,594,5.929999999999918,0.3758373742779445,0.3758373742779445,0.3758373742779445,0.3758373742779445,0.3758373742779445,0.3758373742779445,0.3758373742779445,0.3758373742779445,0.3758373742779445,0.3758373742779445,0.3758373742779445,0.3758373742779445,0.3758373742779445,0.3758373742779445,0.3758373742779445,0.3758373742779445,0.3758373742779445,0.3758373742779445,0.3758373742779445,0.3758373742779445,null,5.929999999999918,0,0,0,0,0,0,0,0,0,0,0,0,0,0,0,0,0,0,0,0]
[null,null,595,5.9399999999999178,0.37699094887140577,0.37699094887140577,0.37699094887140577,0.37699094887140577,0.37699094887140577,0.37699094887140577,0.37699094887140577,0.37699094887140577,0.37699094887140577,0.37699094887140577,0.37699094887140577,0.37699094887140577,0.37699094887140577,0.37699094887140577,0.37699094887140577,0.37699094887140577,0.37699094887140577,0.37699094887140577,0.37699094887140577,0.37699094887140577,null,5.9399999999999178,0,0,0,0,0,0,0,0,0,0,0,0,0,0,0,0,0,0,0,0]
[null,null,596,5.9499999999999176,0.37814830709577296,0.37814830709577296,0.37814830709577296,0.37814830709577296,0.37814830709577296,0.37814830709577296,0.37814830709577296,0.37814830709577296,0.37814830709577296,0.37814830709577296,0.37814830709577296,0.37814830709577296,0.37814830709577296,0.37814830709577296,0.37814830709577296,0.37814830709577296,0.37814830709577296,0.37814830709577296,0.37814830709577296,0.37814830709577296,null,5.9499999999999176,0,0,0,0,0,0,0,0,0,0,0,0,0,0,0,0,0,0,0,0]
[null,null,597,5.9599999999999174,0.37930946001571342,0.37930946001571342,0.37930946001571342,0.37930946001571342,0.37930946001571342,0.37930946001571342,0.37930946001571342,0.37930946001571342,0.37930946001571342,0.37930946001571342,0.37930946001571342,0.37930946001571342,0.37930946001571342,0.37930946001571342,0.37930946001571342,0.37930946001571342,0.37930946001571342,0.37930946001571342,0.37930946001571342,0.37930946001571342,null,5.9599999999999174,0,0,0,0,0,0,0,0,0,0,0,0,0,0,0,0,0,0,0,0]
[null,null,598,5.9699999999999172,0.38047441870624088,0.38047441870624088,0.38047441870624088,0.38047441870624088,0.38047441870624088,0.38047441870624088,0.38047441870624088,0.38047441870624088,0.38047441870624088,0.38047441870624088,0.38047441870624088,0.38047441870624088,0.38047441870624088,0.38047441870624088,0.38047441870624088,0.38047441870624088,0.38047441870624088,0.38047441870624088,0.38047441870624088,0.38047441870624088,null,5.9699999999999172,0,0,0,0,0,0,0,0,0,0,0,0,0,0,0,0,0,0,0,0]
[null,null,599,5.9799999999999169,0.38164319425271487,0.38164319425271487,0.38164319425271487,0.38164319425271487,0.38164319425271487,0.38164319425271487,0.38164319425271487,0.38164319425271487,0.38164319425271487,0.38164319425271487,0.38164319425271487,0.38164319425271487,0.38164319425271487,0.38164319425271487,0.38164319425271487,0.38164319425271487,0.38164319425271487,0.38164319425271487,0.38164319425271487,0.38164319425271487,null,5.9799999999999169,0,0,0,0,0,0,0,0,0,0,0,0,0,0,0,0,0,0,0,0]
[null,null,600,5.9899999999999167,0.38281579775084085,0.38281579775084085,0.38281579775084085,0.38281579775084085,0.38281579775084085,0.38281579775084085,0.38281579775084085,0.38281579775084085,0.38281579775084085,0.38281579775084085,0.38281579775084085,0.38281579775084085,0.38281579775084085,0.38281579775084085,0.38281579775084085,0.38281579775084085,0.38281579775084085,0.38281579775084085,0.38281579775084085,0.38281579775084085,null,5.9899999999999167,0,0,0,0,0,0,0,0,0,0,0,0,0,0,0,0,0,0,0,0]
[null,null,601,5.9999999999999165,0.38399224030667045,0.38399224030667045,0.38399224030667045,0.38399224030667045,0.38399224030667045,0.38399224030667045,0.38399224030667045,0.38399224030667045,0.38399224030667045,0.38399224030667045,0.38399224030667045,0.38399224030667045,0.38399224030667045,0.38399224030667045,0.38399224030667045,0.38399224030667045,0.38399224030667045,0.38399224030667045,0.38399224030667045,0.38399224030667045,null,5.9999999999999165,0,0,0,0,0,0,0,0,0,0,0,0,0,0,0,0,0,0,0,0]
[null,null,602,6.0099999999999163,0.38517253303660104,0.38517253303660104,0.38517253303660104,0.38517253303660104,0.38517253303660104,0.38517253303660104,0.38517253303660104,0.38517253303660104,0.38517253303660104,0.38517253303660104,0.38517253303660104,0.38517253303660104,0.38517253303660104,0.38517253303660104,0.38517253303660104,0.38517253303660104,0.38517253303660104,0.38517253303660104,0.38517253303660104,0.38517253303660104,null,6.0099999999999163,0,0,0,0,0,0,0,0,0,0,0,0,0,0,0,0,0,0,0,0]
[null,null,603,6.0199999999999161,0.38635668706737636,0.38635668706737636,0.38635668706737636,0.38635668706737636,0.38635668706737636,0.38635668706737636,0.38635668706737636,0.38635668706737636,0.38635668706737636,0.38635668706737636,0.38635668706737636,0.38635668706737636,0.38635668706737636,0.38635668706737636,0.38635668706737636,0.38635668706737636,0.38635668706737636,0.38635668706737636,0.38635668706737636,0.38635668706737636,null,6.0199999999999161,0,0,0,0,0,0,0,0,0,0,0,0,0,0,0,0,0,0,0,0]
[null,null,604,6.0299999999999159,0.38754471353608577,0.38754471353608577,0.38754471353608577,0.38754471353608577,0.38754471353608577,0.38754471353608577,0.38754471353608577,0.38754471353608577,0.38754471353608577,0.38754471353608577,0.38754471353608577,0.38754471353608577,0.38754471353608577,0.38754471353608577,0.38754471353608577,0.38754471353608577,0.38754471353608577,0.38754471353608577,0.38754471353608577,0.38754471353608577,null,6.0299999999999159,0,0,0,0,0,0,0,0,0,0,0,0,0,0,0,0,0,0,0,0]
[null,null,605,6.0399999999999157,0.38873662359016481,0.38873662359016481,0.38873662359016481,0.38873662359016481,0.38873662359016481,0.38873662359016481,0.38873662359016481,0.38873662359016481,0.38873662359016481,0.38873662359016481,0.38873662359016481,0.38873662359016481,0.38873662359016481,0.38873662359016481,0.38873662359016481,0.38873662359016481,0.38873662359016481,0.38873662359016481,0.38873662359016481,0.38873662359016481,null,6.0399999999999157,0,0,0,0,0,0,0,0,0,0,0,0,0,0,0,0,0,0,0,0]
[null,null,606,6.0499999999999154,0.389932428387395,0.389932428387395,0.389932428387395,0.389932428387395,0.389932428387395,0.389932428387395,0.389932428387395,0.389932428387395,0.389932428387395,0.389932428387395,0.389932428387395,0.389932428387395,0.389932428387395,0.389932428387395,0.389932428387395,0.389932428387395,0.389932428387395,0.389932428387395,0.389932428387395,0.389932428387395,null,6.0499999999999154,0,0,0,0,0,0,0,0,0,0,0,0,0,0,0,0,0,0,0,0]
[null,null,607,6.0599999999999152,0.39113213909590389,0.39113213909590389,0.39113213909590389,0.39113213909590389,0.39113213909590389,0.39113213909590389,0.39113213909590389,0.39113213909590389,0.39113213909590389,0.39113213909590389,0.39113213909590389,0.39113213909590389,0.39113213909590389,0.39113213909590389,0.39113213909590389,0.39113213909590389,0.39113213909590389,0.39113213909590389,0.39113213909590389,0.39113213909590389,null,6.0599999999999152,0,0,0,0,0,0,0,0,0,0,0,0,0,0,0,0,0,0,0,0]
[null,null,608,6.069999999999915,0.39233576689416477,0.39233576689416477,0.39233576689416477,0.39233576689416477,0.39233576689416477,0.39233576689416477,0.39233576689416477,0.39233576689416477,0.39233576689416477,0.39233576689416477,0.39233576689416477,0.39233576689416477,0.39233576689416477,0.39233576689416477,0.39233576689416477,0.39233576689416477,0.39233576689416477,0.39233576689416477,0.39233576689416477,0.39233576689416477,null,6.069999999999915,0,0,0,0,0,0,0,0,0,0,0,0,0,0,0,0,0,0,0,0]
[null,null,609,6.0799999999999148,0.39354332297099737,0.39354332297099737,0.39354332297099737,0.39354332297099737,0.39354332297099737,0.39354332297099737,0.39354332297099737,0.39354332297099737,0.39354332297099737,0.39354332297099737,0.39354332297099737,0.39354332297099737,0.39354332297099737,0.39354332297099737,0.39354332297099737,0.39354332297099737,0.39354332297099737,0.39354332297099737,0.39354332297099737,0.39354332297099737,null,6.0799999999999148,0,0,0,0,0,0,0,0,0,0,0,0,0,0,0,0,0,0,0,0]
[null,null,610,6.0899999999999146,0.39475481852556704,0.39475481852556704,0.39475481852556704,0.39475481852556704,0.39475481852556704,0.39475481852556704,0.39475481852556704,0.39475481852556704,0.39475481852556704,0.39475481852556704,0.39475481852556704,0.39475481852556704,0.39475481852556704,0.39475481852556704,0.39475481852556704,0.39475481852556704,0.39475481852556704,0.39475481852556704,0.39475481852556704,0.39475481852556704,null,6.0899999999999146,0,0,0,0,0,0,0,0,0,0,0,0,0,0,0,0,0,0,0,0]
[null,null,611,6.0999999999999144,0.39597026476738517,0.39597026476738517,0.39597026476738517,0.39597026476738517,0.39597026476738517,0.39597026476738517,0.39597026476738517,0.39597026476738517,0.39597026476738517,0.39597026476738517,0.39597026476738517,0.39597026476738517,0.39597026476738517,0.39597026476738517,0.39597026476738517,0.39597026476738517,0.39597026476738517,0.39597026476738517,0.39597026476738517,0.39597026476738517,null,6.0999999999999144,0,0,0,0,0,0,0,0,0,0,0,0,0,0,0,0,0,0,0,0]
[null,null,612,6.1099999999999142,0.3971896729163093,0.3971896729163093,0.3971896729163093,0.3971896729163093,0.3971896729163093,0.3971896729163093,0.3971896729163093,0.3971896729163093,0.3971896729163093,0.3971896729163093,0.3971896729163093,0.3971896729163093,0.3971896729163093,0.3971896729163093,0.3971896729163093,0.3971896729163093,0.3971896729163093,0.3971896729163093,0.3971896729163093,0.3971896729163093,null,6.1099999999999142,0,0,0,0,0,0,0,0,0,0,0,0,0,0,0,0,0,0,0,0]
[null,null,613,6.119999999999914,0.39841305420254292,0.39841305420254292,0.39841305420254292,0.39841305420254292,0.39841305420254292,0.39841305420254292,0.39841305420254292,0.39841305420254292,0.39841305420254292,0.39841305420254292,0.39841305420254292,0.39841305420254292,0.39841305420254292,0.39841305420254292,0.39841305420254292,0.39841305420254292,0.39841305420254292,0.39841305420254292,0.39841305420254292,0.39841305420254292,null,6.119999999999914,0,0,0,0,0,0,0,0,0,0,0,0,0,0,0,0,0,0,0,0]
[null,null,614,6.1299999999999137,0.39964041986663534,0.39964041986663534,0.39964041986663534,0.39964041986663534,0.39964041986663534,0.39964041986663534,0.39964041986663534,0.39964041986663534,0.39964041986663534,0.39964041986663534,0.39964041986663534,0.39964041986663534,0.39964041986663534,0.39964041986663534,0.39964041986663534,0.39964041986663534,0.39964041986663534,0.39964041986663534,0.39964041986663534,0.39964041986663534,null,6.1299999999999137,0,0,0,0,0,0,0,0,0,0,0,0,0,0,0,0,0,0,0,0]
[null,null,615,6.1399999999999135,0.40087178115948219,0.40087178115948219,0.40087178115948219,0.40087178115948219,0.40087178115948219,0.40087178115948219,0.40087178115948219,0.40087178115948219,0.40087178115948219,0.40087178115948219,0.40087178115948219,0.40087178115948219,0.40087178115948219,0.40087178115948219,0.40087178115948219,0.40087178115948219,0.40087178115948219,0.40087178115948219,0.40087178115948219,0.40087178115948219,null,6.1399999999999135,0,0,0,0,0,0,0,0,0,0,0,0,0,0,0,0,0,0,0,0]
[null,null,616,6.1499999999999133,0.40210714934232472,0.40210714934232472,0.40210714934232472,0.40210714934232472,0.40210714934232472,0.40210714934232472,0.40210714934232472,0.40210714934232472,0.40210714934232472,0.40210714934232472,0.40210714934232472,0.40210714934232472,0.40210714934232472,0.40210714934232472,0.40210714934232472,0.40210714934232472,0.40210714934232472,0.40210714934232472,0.40210714934232472,0.40210714934232472,null,6.1499999999999133,0,0,0,0,0,0,0,0,0,0,0,0,0,0,0,0,0,0,0,0]
[null,null,617,6.1599999999999131,0.4033465356867505,0.4033465356867505,0.4033465356867505,0.4033465356867505,0.4033465356867505,0.4033465356867505,0.4033465356867505,0.4033465356867505,0.4033465356867505,0.4033465356867505,0.4033465356867505,0.4033465356867505,0.4033465356867505,0.4033465356867505,0.4033465356867505,0.4033465356867505,0.4033465356867505,0.4033465356867505,0.4033465356867505,0.4033465356867505,null,6.1599999999999131,0,0,0,0,0,0,0,0,0,0,0,0,0,0,0,0,0,0,0,0]
[null,null,618,6.1699999999999129,0.40458995147469279,0.40458995147469279,0.40458995147469279,0.40458995147469279,0.40458995147469279,0.40458995147469279,0.40458995147469279,0.40458995147469279,0.40458995147469279,0.40458995147469279,0.40458995147469279,0.40458995147469279,0.40458995147469279,0.40458995147469279,0.40458995147469279,0.40458995147469279,0.40458995147469279,0.40458995147469279,0.40458995147469279,0.40458995147469279,null,6.1699999999999129,0,0,0,0,0,0,0,0,0,0,0,0,0,0,0,0,0,0,0,0]
[null,null,619,6.1799999999999127,0.40583740799843115,0.40583740799843115,0.40583740799843115,0.40583740799843115,0.40583740799843115,0.40583740799843115,0.40583740799843115,0.40583740799843115,0.40583740799843115,0.40583740799843115,0.40583740799843115,0.40583740799843115,0.40583740799843115,0.40583740799843115,0.40583740799843115,0.40583740799843115,0.40583740799843115,0.40583740799843115,0.40583740799843115,0.40583740799843115,null,6.1799999999999127,0,0,0,0,0,0,0,0,0,0,0,0,0,0,0,0,0,0,0,0]
[null,null,620,6.1899999999999125,0.40708891656059082,0.40708891656059082,0.40708891656059082,0.40708891656059082,0.40708891656059082,0.40708891656059082,0.40708891656059082,0.40708891656059082,0.40708891656059082,0.40708891656059082,0.40708891656059082,0.40708891656059082,0.40708891656059082,0.40708891656059082,0.40708891656059082,0.40708891656059082,0.40708891656059082,0.40708891656059082,0.40708891656059082,0.40708891656059082,null,6.1899999999999125,0,0,0,0,0,0,0,0,0,0,0,0,0,0,0,0,0,0,0,0]
[null,null,621,6.1999999999999122,0.40834448847414329,0.40834448847414329,0.40834448847414329,0.40834448847414329,0.40834448847414329,0.40834448847414329,0.40834448847414329,0.40834448847414329,0.40834448847414329,0.40834448847414329,0.40834448847414329,0.40834448847414329,0.40834448847414329,0.40834448847414329,0.40834448847414329,0.40834448847414329,0.40834448847414329,0.40834448847414329,0.40834448847414329,0.40834448847414329,null,6.1999999999999122,0,0,0,0,0,0,0,0,0,0,0,0,0,0,0,0,0,0,0,0]
[null,null,622,6.209999999999912,0.40960413506240601,0.40960413506240601,0.40960413506240601,0.40960413506240601,0.40960413506240601,0.40960413506240601,0.40960413506240601,0.40960413506240601,0.40960413506240601,0.40960413506240601,0.40960413506240601,0.40960413506240601,0.40960413506240601,0.40960413506240601,0.40960413506240601,0.40960413506240601,0.40960413506240601,0.40960413506240601,0.40960413506240601,0.40960413506240601,null,6.209999999999912,0,0,0,0,0,0,0,0,0,0,0,0,0,0,0,0,0,0,0,0]
[null,null,623,6.2199999999999118,0.41086786765904226,0.41086786765904226,0.41086786765904226,0.41086786765904226,0.41086786765904226,0.41086786765904226,0.41086786765904226,0.41086786765904226,0.41086786765904226,0.41086786765904226,0.41086786765904226,0.41086786765904226,0.41086786765904226,0.41086786765904226,0.41086786765904226,0.41086786765904226,0.41086786765904226,0.41086786765904226,0.41086786765904226,0.41086786765904226,null,6.2199999999999118,0,0,0,0,0,0,0,0,0,0,0,0,0,0,0,0,0,0,0,0]
[null,null,624,6.2299999999999116,0.41213569760806146,0.41213569760806146,0.41213569760806146,0.41213569760806146,0.41213569760806146,0.41213569760806146,0.41213569760806146,0.41213569760806146,0.41213569760806146,0.41213569760806146,0.41213569760806146,0.41213569760806146,0.41213569760806146,0.41213569760806146,0.41213569760806146,0.41213569760806146,0.41213569760806146,0.41213569760806146,0.41213569760806146,0.41213569760806146,null,6.2299999999999116,0,0,0,0,0,0,0,0,0,0,0,0,0,0,0,0,0,0,0,0]
[null,null,625,6.2399999999999114,0.41340763626381899,0.41340763626381899,0.41340763626381899,0.41340763626381899,0.41340763626381899,0.41340763626381899,0.41340763626381899,0.41340763626381899,0.41340763626381899,0.41340763626381899,0.41340763626381899,0.41340763626381899,0.41340763626381899,0.41340763626381899,0.41340763626381899,0.41340763626381899,0.41340763626381899,0.41340763626381899,0.41340763626381899,0.41340763626381899,null,6.2399999999999114,0,0,0,0,0,0,0,0,0,0,0,0,0,0,0,0,0,0,0,0]
[null,null,626,6.2499999999999112,0.41468369499101609,0.41468369499101609,0.41468369499101609,0.41468369499101609,0.41468369499101609,0.41468369499101609,0.41468369499101609,0.41468369499101609,0.41468369499101609,0.41468369499101609,0.41468369499101609,0.41468369499101609,0.41468369499101609,0.41468369499101609,0.41468369499101609,0.41468369499101609,0.41468369499101609,0.41468369499101609,0.41468369499101609,0.41468369499101609,null,6.2499999999999112,0,0,0,0,0,0,0,0,0,0,0,0,0,0,0,0,0,0,0,0]
[null,null,627,6.259999999999911,0.41596388516470023,0.41596388516470023,0.41596388516470023,0.41596388516470023,0.41596388516470023,0.41596388516470023,0.41596388516470023,0.41596388516470023,0.41596388516470023,0.41596388516470023,0.41596388516470023,0.41596388516470023,0.41596388516470023,0.41596388516470023,0.41596388516470023,0.41596388516470023,0.41596388516470023,0.41596388516470023,0.41596388516470023,0.41596388516470023,null,6.259999999999911,0,0,0,0,0,0,0,0,0,0,0,0,0,0,0,0,0,0,0,0]
[null,null,628,6.2699999999999108,0.4172482181702647,0.4172482181702647,0.4172482181702647,0.4172482181702647,0.4172482181702647,0.4172482181702647,0.4172482181702647,0.4172482181702647,0.4172482181702647,0.4172482181702647,0.4172482181702647,0.4172482181702647,0.4172482181702647,0.4172482181702647,0.4172482181702647,0.4172482181702647,0.4172482181702647,0.4172482181702647,0.4172482181702647,0.4172482181702647,null,6.2699999999999108,0,0,0,0,0,0,0,0,0,0,0,0,0,0,0,0,0,0,0,0]
[null,null,629,6.2799999999999105,0.41853670540344895,0.41853670540344895,0.41853670540344895,0.41853670540344895,0.41853670540344895,0.41853670540344895,0.41853670540344895,0.41853670540344895,0.41853670540344895,0.41853670540344895,0.41853670540344895,0.41853670540344895,0.41853670540344895,0.41853670540344895,0.41853670540344895,0.41853670540344895,0.41853670540344895,0.41853670540344895,0.41853670540344895,0.41853670540344895,null,6.2799999999999105,0,0,0,0,0,0,0,0,0,0,0,0,0,0,0,0,0,0,0,0]
[null,null,630,6.2899999999999103,0.41982935827033807,0.41982935827033807,0.41982935827033807,0.41982935827033807,0.41982935827033807,0.41982935827033807,0.41982935827033807,0.41982935827033807,0.41982935827033807,0.41982935827033807,0.41982935827033807,0.41982935827033807,0.41982935827033807,0.41982935827033807,0.41982935827033807,0.41982935827033807,0.41982935827033807,0.41982935827033807,0.41982935827033807,0.41982935827033807,null,6.2899999999999103,0,0,0,0,0,0,0,0,0,0,0,0,0,0,0,0,0,0,0,0]
[null,null,631,6.2999999999999101,0.42112618818736369,0.42112618818736369,0.42112618818736369,0.42112618818736369,0.42112618818736369,0.42112618818736369,0.42112618818736369,0.42112618818736369,0.42112618818736369,0.42112618818736369,0.42112618818736369,0.42112618818736369,0.42112618818736369,0.42112618818736369,0.42112618818736369,0.42112618818736369,0.42112618818736369,0.42112618818736369,0.42112618818736369,0.42112618818736369,null,6.2999999999999101,0,0,0,0,0,0,0,0,0,0,0,0,0,0,0,0,0,0,0,0]
[null,null,632,6.3099999999999099,0.42242720658130289,0.42242720658130289,0.42242720658130289,0.42242720658130289,0.42242720658130289,0.42242720658130289,0.42242720658130289,0.42242720658130289,0.42242720658130289,0.42242720658130289,0.42242720658130289,0.42242720658130289,0.42242720658130289,0.42242720658130289,0.42242720658130289,0.42242720658130289,0.42242720658130289,0.42242720658130289,0.42242720658130289,0.42242720658130289,null,6.3099999999999099,0,0,0,0,0,0,0,0,0,0,0,0,0,0,0,0,0,0,0,0]
[null,null,633,6.3199999999999097,0.42373242488927909,0.42373242488927909,0.42373242488927909,0.42373242488927909,0.42373242488927909,0.42373242488927909,0.42373242488927909,0.42373242488927909,0.42373242488927909,0.42373242488927909,0.42373242488927909,0.42373242488927909,0.42373242488927909,0.42373242488927909,0.42373242488927909,0.42373242488927909,0.42373242488927909,0.42373242488927909,0.42373242488927909,0.42373242488927909,null,6.3199999999999097,0,0,0,0,0,0,0,0,0,0,0,0,0,0,0,0,0,0,0,0]
[null,null,634,6.3299999999999095,0.42504185455876153,0.42504185455876153,0.42504185455876153,0.42504185455876153,0.42504185455876153,0.42504185455876153,0.42504185455876153,0.42504185455876153,0.42504185455876153,0.42504185455876153,0.42504185455876153,0.42504185455876153,0.42504185455876153,0.42504185455876153,0.42504185455876153,0.42504185455876153,0.42504185455876153,0.42504185455876153,0.42504185455876153,0.42504185455876153,null,6.3299999999999095,0,0,0,0,0,0,0,0,0,0,0,0,0,0,0,0,0,0,0,0]
[null,null,635,6.3399999999999093,0.42635550704756559,0.42635550704756559,0.42635550704756559,0.42635550704756559,0.42635550704756559,0.42635550704756559,0.42635550704756559,0.42635550704756559,0.42635550704756559,0.42635550704756559,0.42635550704756559,0.42635550704756559,0.42635550704756559,0.42635550704756559,0.42635550704756559,0.42635550704756559,0.42635550704756559,0.42635550704756559,0.42635550704756559,0.42635550704756559,null,6.3399999999999093,0,0,0,0,0,0,0,0,0,0,0,0,0,0,0,0,0,0,0,0]
[null,null,636,6.3499999999999091,0.4276733938238525,0.4276733938238525,0.4276733938238525,0.4276733938238525,0.4276733938238525,0.4276733938238525,0.4276733938238525,0.4276733938238525,0.4276733938238525,0.4276733938238525,0.4276733938238525,0.4276733938238525,0.4276733938238525,0.4276733938238525,0.4276733938238525,0.4276733938238525,0.4276733938238525,0.4276733938238525,0.4276733938238525,0.4276733938238525,null,6.3499999999999091,0,0,0,0,0,0,0,0,0,0,0,0,0,0,0,0,0,0,0,0]
[null,null,637,6.3599999999999088,0.42899552636612948,0.42899552636612948,0.42899552636612948,0.42899552636612948,0.42899552636612948,0.42899552636612948,0.42899552636612948,0.42899552636612948,0.42899552636612948,0.42899552636612948,0.42899552636612948,0.42899552636612948,0.42899552636612948,0.42899552636612948,0.42899552636612948,0.42899552636612948,0.42899552636612948,0.42899552636612948,0.42899552636612948,0.42899552636612948,null,6.3599999999999088,0,0,0,0,0,0,0,0,0,0,0,0,0,0,0,0,0,0,0,0]
[null,null,638,6.3699999999999086,0.43032191616324994,0.43032191616324994,0.43032191616324994,0.43032191616324994,0.43032191616324994,0.43032191616324994,0.43032191616324994,0.43032191616324994,0.43032191616324994,0.43032191616324994,0.43032191616324994,0.43032191616324994,0.43032191616324994,0.43032191616324994,0.43032191616324994,0.43032191616324994,0.43032191616324994,0.43032191616324994,0.43032191616324994,0.43032191616324994,null,6.3699999999999086,0,0,0,0,0,0,0,0,0,0,0,0,0,0,0,0,0,0,0,0]
[null,null,639,6.3799999999999084,0.4316525747144131,0.4316525747144131,0.4316525747144131,0.4316525747144131,0.4316525747144131,0.4316525747144131,0.4316525747144131,0.4316525747144131,0.4316525747144131,0.4316525747144131,0.4316525747144131,0.4316525747144131,0.4316525747144131,0.4316525747144131,0.4316525747144131,0.4316525747144131,0.4316525747144131,0.4316525747144131,0.4316525747144131,0.4316525747144131,null,6.3799999999999084,0,0,0,0,0,0,0,0,0,0,0,0,0,0,0,0,0,0,0,0]
[null,null,640,6.3899999999999082,0.43298751352916409,0.43298751352916409,0.43298751352916409,0.43298751352916409,0.43298751352916409,0.43298751352916409,0.43298751352916409,0.43298751352916409,0.43298751352916409,0.43298751352916409,0.43298751352916409,0.43298751352916409,0.43298751352916409,0.43298751352916409,0.43298751352916409,0.43298751352916409,0.43298751352916409,0.43298751352916409,0.43298751352916409,0.43298751352916409,null,6.3899999999999082,0,0,0,0,0,0,0,0,0,0,0,0,0,0,0,0,0,0,0,0]
[null,null,641,6.399999999999908,0.43432674412739436,0.43432674412739436,0.43432674412739436,0.43432674412739436,0.43432674412739436,0.43432674412739436,0.43432674412739436,0.43432674412739436,0.43432674412739436,0.43432674412739436,0.43432674412739436,0.43432674412739436,0.43432674412739436,0.43432674412739436,0.43432674412739436,0.43432674412739436,0.43432674412739436,0.43432674412739436,0.43432674412739436,0.43432674412739436,null,6.399999999999908,0,0,0,0,0,0,0,0,0,0,0,0,0,0,0,0,0,0,0,0]
[null,null,642,{"$f":"D685+0.01","v":6.4099999999999078},{"$f":"IF(AD$16=0,0,IF(E$36*$D686^4  +    E$37*$D686^3   +    E$38*$D686^2    +    E$39*$D686   +    E$40>1,1,E$36*$D686^4  +    E$37*$D686^3   +    E$38*$D686^2    +    E$39*$D686   +    E$40))","v":0.435670278039341},{"$f":"IF(AE$16=0,0,IF(F$36*$D686^4  +    F$37*$D686^3   +    F$38*$D686^2    +    F$39*$D686   +    F$40>1,1,F$36*$D686^4  +    F$37*$D686^3   +    F$38*$D686^2    +    F$39*$D686   +    F$40))","v":0.435670278039341},{"$f":"IF(AF$16=0,0,IF(G$36*$D686^4  +    G$37*$D686^3   +    G$38*$D686^2    +    G$39*$D686   +    G$40>1,1,G$36*$D686^4  +    G$37*$D686^3   +    G$38*$D686^2    +    G$39*$D686   +    G$40))","v":0.435670278039341},{"$f":"IF(AG$16=0,0,IF(H$36*$D686^4  +    H$37*$D686^3   +    H$38*$D686^2    +    H$39*$D686   +    H$40>1,1,H$36*$D686^4  +    H$37*$D686^3   +    H$38*$D686^2    +    H$39*$D686   +    H$40))","v":0.435670278039341},0.435670278039341,0.435670278039341,0.435670278039341,0.435670278039341,0.435670278039341,0.435670278039341,0.435670278039341,0.435670278039341,0.435670278039341,0.435670278039341,0.435670278039341,0.435670278039341,0.435670278039341,0.435670278039341,0.435670278039341,0.435670278039341,null,{"$f":"Z685+0.01","v":6.4099999999999078},{"$f":"IF(AA$43<>0,INDEX(E$45:E$1045, MATCH($Z686*(AA$43/24), $D$45:$D$1045)), 0)","v":0},{"$f":"IF(AB$43<>0,INDEX(F$45:F$1045, MATCH($Z686*(AB$43/24), $D$45:$D$1045)), 0)","v":0},{"$f":"IF(AC$43<>0,INDEX(G$45:G$1045, MATCH($Z686*(AC$43/24), $D$45:$D$1045)), 0)","v":0},{"$f":"IF(AD$43<>0,INDEX(H$45:H$1045, MATCH($Z686*(AD$43/24), $D$45:$D$1045)), 0)","v":0},{"$f":"IF(AE$43<>0,INDEX(I$45:I$1045, MATCH($Z686*(AE$43/24), $D$45:$D$1045)), 0)","v":0},{"$f":"IF(AF$43<>0,INDEX(J$45:J$1045, MATCH($Z686*(AF$43/24), $D$45:$D$1045)), 0)","v":0},{"$f":"IF(AG$43<>0,INDEX(K$45:K$1045, MATCH($Z686*(AG$43/24), $D$45:$D$1045)), 0)","v":0},{"$f":"IF(AH$43<>0,INDEX(L$45:L$1045, MATCH($Z686*(AH$43/24), $D$45:$D$1045)), 0)","v":0},{"$f":"IF(AI$43<>0,INDEX(M$45:M$1045, MATCH($Z686*(AI$43/24), $D$45:$D$1045)), 0)","v":0},{"$f":"IF(AJ$43<>0,INDEX(N$45:N$1045, MATCH($Z686*(AJ$43/24), $D$45:$D$1045)), 0)","v":0},{"$f":"IF(AK$43<>0,INDEX(O$45:O$1045, MATCH($Z686*(AK$43/24), $D$45:$D$1045)), 0)","v":0},{"$f":"IF(AL$43<>0,INDEX(P$45:P$1045, MATCH($Z686*(AL$43/24), $D$45:$D$1045)), 0)","v":0},{"$f":"IF(AM$43<>0,INDEX(Q$45:Q$1045, MATCH($Z686*(AM$43/24), $D$45:$D$1045)), 0)","v":0},{"$f":"IF(AN$43<>0,INDEX(R$45:R$1045, MATCH($Z686*(AN$43/24), $D$45:$D$1045)), 0)","v":0},{"$f":"IF(AO$43<>0,INDEX(S$45:S$1045, MATCH($Z686*(AO$43/24), $D$45:$D$1045)), 0)","v":0},{"$f":"IF(AP$43<>0,INDEX(T$45:T$1045, MATCH($Z686*(AP$43/24), $D$45:$D$1045)), 0)","v":0},{"$f":"IF(AQ$43<>0,INDEX(U$45:U$1045, MATCH($Z686*(AQ$43/24), $D$45:$D$1045)), 0)","v":0},{"$f":"IF(AR$43<>0,INDEX(V$45:V$1045, MATCH($Z686*(AR$43/24), $D$45:$D$1045)), 0)","v":0},{"$f":"IF(AS$43<>0,INDEX(W$45:W$1045, MATCH($Z686*(AS$43/24), $D$45:$D$1045)), 0)","v":0},{"$f":"IF(AT$43<>0,INDEX(X$45:X$1045, MATCH($Z686*(AT$43/24), $D$45:$D$1045)), 0)","v":0}]
[null,null,{"$f":"C686+1","v":643},6.4199999999999076,0.43701812680558738,0.43701812680558738,0.43701812680558738,0.43701812680558738,0.43701812680558738,0.43701812680558738,0.43701812680558738,0.43701812680558738,0.43701812680558738,0.43701812680558738,0.43701812680558738,0.43701812680558738,0.43701812680558738,0.43701812680558738,0.43701812680558738,0.43701812680558738,0.43701812680558738,0.43701812680558738,0.43701812680558738,0.43701812680558738,null,6.4199999999999076,0,0,0,0,0,0,0,0,0,0,0,0,0,0,0,0,0,0,0,0]
[null,null,644,6.4299999999999073,0.43837030197706267,0.43837030197706267,0.43837030197706267,0.43837030197706267,0.43837030197706267,0.43837030197706267,0.43837030197706267,0.43837030197706267,0.43837030197706267,0.43837030197706267,0.43837030197706267,0.43837030197706267,0.43837030197706267,0.43837030197706267,0.43837030197706267,0.43837030197706267,0.43837030197706267,0.43837030197706267,0.43837030197706267,0.43837030197706267,null,6.4299999999999073,0,0,0,0,0,0,0,0,0,0,0,0,0,0,0,0,0,0,0,0]
[null,null,645,6.4399999999999071,0.43972681511504202,0.43972681511504202,0.43972681511504202,0.43972681511504202,0.43972681511504202,0.43972681511504202,0.43972681511504202,0.43972681511504202,0.43972681511504202,0.43972681511504202,0.43972681511504202,0.43972681511504202,0.43972681511504202,0.43972681511504202,0.43972681511504202,0.43972681511504202,0.43972681511504202,0.43972681511504202,0.43972681511504202,0.43972681511504202,null,6.4399999999999071,0,0,0,0,0,0,0,0,0,0,0,0,0,0,0,0,0,0,0,0]
[null,null,646,6.4499999999999069,0.44108767779114677,0.44108767779114677,0.44108767779114677,0.44108767779114677,0.44108767779114677,0.44108767779114677,0.44108767779114677,0.44108767779114677,0.44108767779114677,0.44108767779114677,0.44108767779114677,0.44108767779114677,0.44108767779114677,0.44108767779114677,0.44108767779114677,0.44108767779114677,0.44108767779114677,0.44108767779114677,0.44108767779114677,0.44108767779114677,null,6.4499999999999069,0,0,0,0,0,0,0,0,0,0,0,0,0,0,0,0,0,0,0,0]
[null,null,647,6.4599999999999067,0.44245290158734407,0.44245290158734407,0.44245290158734407,0.44245290158734407,0.44245290158734407,0.44245290158734407,0.44245290158734407,0.44245290158734407,0.44245290158734407,0.44245290158734407,0.44245290158734407,0.44245290158734407,0.44245290158734407,0.44245290158734407,0.44245290158734407,0.44245290158734407,0.44245290158734407,0.44245290158734407,0.44245290158734407,0.44245290158734407,null,6.4599999999999067,0,0,0,0,0,0,0,0,0,0,0,0,0,0,0,0,0,0,0,0]
[null,null,648,6.4699999999999065,0.4438224980959472,0.4438224980959472,0.4438224980959472,0.4438224980959472,0.4438224980959472,0.4438224980959472,0.4438224980959472,0.4438224980959472,0.4438224980959472,0.4438224980959472,0.4438224980959472,0.4438224980959472,0.4438224980959472,0.4438224980959472,0.4438224980959472,0.4438224980959472,0.4438224980959472,0.4438224980959472,0.4438224980959472,0.4438224980959472,null,6.4699999999999065,0,0,0,0,0,0,0,0,0,0,0,0,0,0,0,0,0,0,0,0]
[null,null,649,6.4799999999999063,0.44519647891961522,0.44519647891961522,0.44519647891961522,0.44519647891961522,0.44519647891961522,0.44519647891961522,0.44519647891961522,0.44519647891961522,0.44519647891961522,0.44519647891961522,0.44519647891961522,0.44519647891961522,0.44519647891961522,0.44519647891961522,0.44519647891961522,0.44519647891961522,0.44519647891961522,0.44519647891961522,0.44519647891961522,0.44519647891961522,null,6.4799999999999063,0,0,0,0,0,0,0,0,0,0,0,0,0,0,0,0,0,0,0,0]
[null,null,650,6.4899999999999061,0.44657485567135335,0.44657485567135335,0.44657485567135335,0.44657485567135335,0.44657485567135335,0.44657485567135335,0.44657485567135335,0.44657485567135335,0.44657485567135335,0.44657485567135335,0.44657485567135335,0.44657485567135335,0.44657485567135335,0.44657485567135335,0.44657485567135335,0.44657485567135335,0.44657485567135335,0.44657485567135335,0.44657485567135335,0.44657485567135335,null,6.4899999999999061,0,0,0,0,0,0,0,0,0,0,0,0,0,0,0,0,0,0,0,0]
[null,null,651,6.4999999999999059,0.44795763997451288,0.44795763997451288,0.44795763997451288,0.44795763997451288,0.44795763997451288,0.44795763997451288,0.44795763997451288,0.44795763997451288,0.44795763997451288,0.44795763997451288,0.44795763997451288,0.44795763997451288,0.44795763997451288,0.44795763997451288,0.44795763997451288,0.44795763997451288,0.44795763997451288,0.44795763997451288,0.44795763997451288,0.44795763997451288,null,6.4999999999999059,0,0,0,0,0,0,0,0,0,0,0,0,0,0,0,0,0,0,0,0]
[null,null,652,6.5099999999999056,0.44934484346279097,0.44934484346279097,0.44934484346279097,0.44934484346279097,0.44934484346279097,0.44934484346279097,0.44934484346279097,0.44934484346279097,0.44934484346279097,0.44934484346279097,0.44934484346279097,0.44934484346279097,0.44934484346279097,0.44934484346279097,0.44934484346279097,0.44934484346279097,0.44934484346279097,0.44934484346279097,0.44934484346279097,0.44934484346279097,null,6.5099999999999056,0,0,0,0,0,0,0,0,0,0,0,0,0,0,0,0,0,0,0,0]
[null,null,653,6.5199999999999054,0.45073647778023063,0.45073647778023063,0.45073647778023063,0.45073647778023063,0.45073647778023063,0.45073647778023063,0.45073647778023063,0.45073647778023063,0.45073647778023063,0.45073647778023063,0.45073647778023063,0.45073647778023063,0.45073647778023063,0.45073647778023063,0.45073647778023063,0.45073647778023063,0.45073647778023063,0.45073647778023063,0.45073647778023063,0.45073647778023063,null,6.5199999999999054,0,0,0,0,0,0,0,0,0,0,0,0,0,0,0,0,0,0,0,0]
[null,null,654,6.5299999999999052,0.45213255458122115,0.45213255458122115,0.45213255458122115,0.45213255458122115,0.45213255458122115,0.45213255458122115,0.45213255458122115,0.45213255458122115,0.45213255458122115,0.45213255458122115,0.45213255458122115,0.45213255458122115,0.45213255458122115,0.45213255458122115,0.45213255458122115,0.45213255458122115,0.45213255458122115,0.45213255458122115,0.45213255458122115,0.45213255458122115,null,6.5299999999999052,0,0,0,0,0,0,0,0,0,0,0,0,0,0,0,0,0,0,0,0]
[null,null,655,6.539999999999905,0.45353308553049765,0.45353308553049765,0.45353308553049765,0.45353308553049765,0.45353308553049765,0.45353308553049765,0.45353308553049765,0.45353308553049765,0.45353308553049765,0.45353308553049765,0.45353308553049765,0.45353308553049765,0.45353308553049765,0.45353308553049765,0.45353308553049765,0.45353308553049765,0.45353308553049765,0.45353308553049765,0.45353308553049765,0.45353308553049765,null,6.539999999999905,0,0,0,0,0,0,0,0,0,0,0,0,0,0,0,0,0,0,0,0]
[null,null,656,6.5499999999999048,0.45493808230314137,0.45493808230314137,0.45493808230314137,0.45493808230314137,0.45493808230314137,0.45493808230314137,0.45493808230314137,0.45493808230314137,0.45493808230314137,0.45493808230314137,0.45493808230314137,0.45493808230314137,0.45493808230314137,0.45493808230314137,0.45493808230314137,0.45493808230314137,0.45493808230314137,0.45493808230314137,0.45493808230314137,0.45493808230314137,null,6.5499999999999048,0,0,0,0,0,0,0,0,0,0,0,0,0,0,0,0,0,0,0,0]
[null,null,657,6.5599999999999046,0.45634755658457937,0.45634755658457937,0.45634755658457937,0.45634755658457937,{"$f":"IF(AH$16=0,0,IF(I$36*$D701^4  +    I$37*$D701^3   +    I$38*$D701^2    +    I$39*$D701   +    I$40>1,1,I$36*$D701^4  +    I$37*$D701^3   +    I$38*$D701^2    +    I$39*$D701   +    I$40))","v":0.45634755658457937},{"$f":"IF(AI$16=0,0,IF(J$36*$D701^4  +    J$37*$D701^3   +    J$38*$D701^2    +    J$39*$D701   +    J$40>1,1,J$36*$D701^4  +    J$37*$D701^3   +    J$38*$D701^2    +    J$39*$D701   +    J$40))","v":0.45634755658457937},{"$f":"IF(AJ$16=0,0,IF(K$36*$D701^4  +    K$37*$D701^3   +    K$38*$D701^2    +    K$39*$D701   +    K$40>1,1,K$36*$D701^4  +    K$37*$D701^3   +    K$38*$D701^2    +    K$39*$D701   +    K$40))","v":0.45634755658457937},{"$f":"IF(AK$16=0,0,IF(L$36*$D701^4  +    L$37*$D701^3   +    L$38*$D701^2    +    L$39*$D701   +    L$40>1,1,L$36*$D701^4  +    L$37*$D701^3   +    L$38*$D701^2    +    L$39*$D701   +    L$40))","v":0.45634755658457937},{"$f":"IF(AL$16=0,0,IF(M$36*$D701^4  +    M$37*$D701^3   +    M$38*$D701^2    +    M$39*$D701   +    M$40>1,1,M$36*$D701^4  +    M$37*$D701^3   +    M$38*$D701^2    +    M$39*$D701   +    M$40))","v":0.45634755658457937},{"$f":"IF(AM$16=0,0,IF(N$36*$D701^4  +    N$37*$D701^3   +    N$38*$D701^2    +    N$39*$D701   +    N$40>1,1,N$36*$D701^4  +    N$37*$D701^3   +    N$38*$D701^2    +    N$39*$D701   +    N$40))","v":0.45634755658457937},{"$f":"IF(AN$16=0,0,IF(O$36*$D701^4  +    O$37*$D701^3   +    O$38*$D701^2    +    O$39*$D701   +    O$40>1,1,O$36*$D701^4  +    O$37*$D701^3   +    O$38*$D701^2    +    O$39*$D701   +    O$40))","v":0.45634755658457937},{"$f":"IF(AO$16=0,0,IF(P$36*$D701^4  +    P$37*$D701^3   +    P$38*$D701^2    +    P$39*$D701   +    P$40>1,1,P$36*$D701^4  +    P$37*$D701^3   +    P$38*$D701^2    +    P$39*$D701   +    P$40))","v":0.45634755658457937},{"$f":"IF(AP$16=0,0,IF(Q$36*$D701^4  +    Q$37*$D701^3   +    Q$38*$D701^2    +    Q$39*$D701   +    Q$40>1,1,Q$36*$D701^4  +    Q$37*$D701^3   +    Q$38*$D701^2    +    Q$39*$D701   +    Q$40))","v":0.45634755658457937},{"$f":"IF(AQ$16=0,0,IF(R$36*$D701^4  +    R$37*$D701^3   +    R$38*$D701^2    +    R$39*$D701   +    R$40>1,1,R$36*$D701^4  +    R$37*$D701^3   +    R$38*$D701^2    +    R$39*$D701   +    R$40))","v":0.45634755658457937},{"$f":"IF(AR$16=0,0,IF(S$36*$D701^4  +    S$37*$D701^3   +    S$38*$D701^2    +    S$39*$D701   +    S$40>1,1,S$36*$D701^4  +    S$37*$D701^3   +    S$38*$D701^2    +    S$39*$D701   +    S$40))","v":0.45634755658457937},{"$f":"IF(AS$16=0,0,IF(T$36*$D701^4  +    T$37*$D701^3   +    T$38*$D701^2    +    T$39*$D701   +    T$40>1,1,T$36*$D701^4  +    T$37*$D701^3   +    T$38*$D701^2    +    T$39*$D701   +    T$40))","v":0.45634755658457937},{"$f":"IF(AT$16=0,0,IF(U$36*$D701^4  +    U$37*$D701^3   +    U$38*$D701^2    +    U$39*$D701   +    U$40>1,1,U$36*$D701^4  +    U$37*$D701^3   +    U$38*$D701^2    +    U$39*$D701   +    U$40))","v":0.45634755658457937},{"$f":"IF(AU$16=0,0,IF(V$36*$D701^4  +    V$37*$D701^3   +    V$38*$D701^2    +    V$39*$D701   +    V$40>1,1,V$36*$D701^4  +    V$37*$D701^3   +    V$38*$D701^2    +    V$39*$D701   +    V$40))","v":0.45634755658457937},{"$f":"IF(AV$16=0,0,IF(W$36*$D701^4  +    W$37*$D701^3   +    W$38*$D701^2    +    W$39*$D701   +    W$40>1,1,W$36*$D701^4  +    W$37*$D701^3   +    W$38*$D701^2    +    W$39*$D701   +    W$40))","v":0.45634755658457937},{"$f":"IF(AW$16=0,0,IF(X$36*$D701^4  +    X$37*$D701^3   +    X$38*$D701^2    +    X$39*$D701   +    X$40>1,1,X$36*$D701^4  +    X$37*$D701^3   +    X$38*$D701^2    +    X$39*$D701   +    X$40))","v":0.45634755658457937},null,6.5599999999999046,0,0,0,0,0,0,0,0,0,0,0,0,0,0,0,0,0,0,0,0]
[null,null,658,6.5699999999999044,0.45776152007058463,0.45776152007058463,0.45776152007058463,0.45776152007058463,0.45776152007058463,0.45776152007058463,0.45776152007058463,0.45776152007058463,0.45776152007058463,0.45776152007058463,0.45776152007058463,0.45776152007058463,0.45776152007058463,0.45776152007058463,0.45776152007058463,0.45776152007058463,0.45776152007058463,0.45776152007058463,0.45776152007058463,0.45776152007058463,null,6.5699999999999044,0,0,0,0,0,0,0,0,0,0,0,0,0,0,0,0,0,0,0,0]
[null,null,659,6.5799999999999041,0.45917998446727659,0.45917998446727659,0.45917998446727659,0.45917998446727659,0.45917998446727659,0.45917998446727659,0.45917998446727659,0.45917998446727659,0.45917998446727659,0.45917998446727659,0.45917998446727659,0.45917998446727659,0.45917998446727659,0.45917998446727659,0.45917998446727659,0.45917998446727659,0.45917998446727659,0.45917998446727659,0.45917998446727659,0.45917998446727659,null,6.5799999999999041,0,0,0,0,0,0,0,0,0,0,0,0,0,0,0,0,0,0,0,0]
[null,null,660,6.5899999999999039,0.46060296149112012,0.46060296149112012,0.46060296149112012,0.46060296149112012,0.46060296149112012,0.46060296149112012,0.46060296149112012,0.46060296149112012,0.46060296149112012,0.46060296149112012,0.46060296149112012,0.46060296149112012,0.46060296149112012,0.46060296149112012,0.46060296149112012,0.46060296149112012,0.46060296149112012,0.46060296149112012,0.46060296149112012,0.46060296149112012,null,6.5899999999999039,0,0,0,0,0,0,0,0,0,0,0,0,0,0,0,0,0,0,0,0]
[null,null,661,6.5999999999999037,0.46203046286892646,0.46203046286892646,0.46203046286892646,0.46203046286892646,0.46203046286892646,0.46203046286892646,0.46203046286892646,0.46203046286892646,0.46203046286892646,0.46203046286892646,0.46203046286892646,0.46203046286892646,0.46203046286892646,0.46203046286892646,0.46203046286892646,0.46203046286892646,0.46203046286892646,0.46203046286892646,0.46203046286892646,0.46203046286892646,null,6.5999999999999037,0,0,0,0,0,0,0,0,0,0,0,0,0,0,0,0,0,0,0,0]
[null,null,662,6.6099999999999035,0.46346250033785263,0.46346250033785263,0.46346250033785263,0.46346250033785263,0.46346250033785263,0.46346250033785263,0.46346250033785263,0.46346250033785263,0.46346250033785263,0.46346250033785263,0.46346250033785263,0.46346250033785263,0.46346250033785263,0.46346250033785263,0.46346250033785263,0.46346250033785263,0.46346250033785263,0.46346250033785263,0.46346250033785263,0.46346250033785263,null,6.6099999999999035,0,0,0,0,0,0,0,0,0,0,0,0,0,0,0,0,0,0,0,0]
[null,null,663,6.6199999999999033,0.46489908564540178,0.46489908564540178,0.46489908564540178,0.46489908564540178,0.46489908564540178,0.46489908564540178,0.46489908564540178,0.46489908564540178,0.46489908564540178,0.46489908564540178,0.46489908564540178,0.46489908564540178,0.46489908564540178,0.46489908564540178,0.46489908564540178,0.46489908564540178,0.46489908564540178,0.46489908564540178,0.46489908564540178,0.46489908564540178,null,6.6199999999999033,0,0,0,0,0,0,0,0,0,0,0,0,0,0,0,0,0,0,0,0]
[null,null,664,6.6299999999999031,0.46634023054942297,0.46634023054942297,0.46634023054942297,0.46634023054942297,0.46634023054942297,0.46634023054942297,0.46634023054942297,0.46634023054942297,0.46634023054942297,0.46634023054942297,0.46634023054942297,0.46634023054942297,0.46634023054942297,0.46634023054942297,0.46634023054942297,0.46634023054942297,0.46634023054942297,0.46634023054942297,0.46634023054942297,0.46634023054942297,null,6.6299999999999031,0,0,0,0,0,0,0,0,0,0,0,0,0,0,0,0,0,0,0,0]
[null,null,665,6.6399999999999029,0.46778594681811148,0.46778594681811148,0.46778594681811148,0.46778594681811148,0.46778594681811148,0.46778594681811148,0.46778594681811148,0.46778594681811148,0.46778594681811148,0.46778594681811148,0.46778594681811148,0.46778594681811148,0.46778594681811148,0.46778594681811148,0.46778594681811148,0.46778594681811148,0.46778594681811148,0.46778594681811148,0.46778594681811148,0.46778594681811148,null,6.6399999999999029,0,0,0,0,0,0,0,0,0,0,0,0,0,0,0,0,0,0,0,0]
[null,null,666,6.6499999999999027,0.46923624623000793,0.46923624623000793,0.46923624623000793,0.46923624623000793,0.46923624623000793,0.46923624623000793,0.46923624623000793,0.46923624623000793,0.46923624623000793,0.46923624623000793,0.46923624623000793,0.46923624623000793,0.46923624623000793,0.46923624623000793,0.46923624623000793,0.46923624623000793,0.46923624623000793,0.46923624623000793,0.46923624623000793,0.46923624623000793,null,6.6499999999999027,0,0,0,0,0,0,0,0,0,0,0,0,0,0,0,0,0,0,0,0]
[null,null,667,6.6599999999999024,0.47069114057399991,0.47069114057399991,0.47069114057399991,0.47069114057399991,0.47069114057399991,0.47069114057399991,0.47069114057399991,0.47069114057399991,0.47069114057399991,0.47069114057399991,0.47069114057399991,0.47069114057399991,0.47069114057399991,0.47069114057399991,0.47069114057399991,0.47069114057399991,0.47069114057399991,0.47069114057399991,0.47069114057399991,0.47069114057399991,null,6.6599999999999024,0,0,0,0,0,0,0,0,0,0,0,0,0,0,0,0,0,0,0,0]
[null,null,668,6.6699999999999022,0.47215064164932008,0.47215064164932008,0.47215064164932008,0.47215064164932008,0.47215064164932008,0.47215064164932008,0.47215064164932008,0.47215064164932008,0.47215064164932008,0.47215064164932008,0.47215064164932008,0.47215064164932008,0.47215064164932008,0.47215064164932008,0.47215064164932008,0.47215064164932008,0.47215064164932008,0.47215064164932008,0.47215064164932008,0.47215064164932008,null,6.6699999999999022,0,0,0,0,0,0,0,0,0,0,0,0,0,0,0,0,0,0,0,0]
[null,null,669,6.679999999999902,0.47361476126554775,0.47361476126554775,0.47361476126554775,0.47361476126554775,0.47361476126554775,0.47361476126554775,0.47361476126554775,0.47361476126554775,0.47361476126554775,0.47361476126554775,0.47361476126554775,0.47361476126554775,0.47361476126554775,0.47361476126554775,0.47361476126554775,0.47361476126554775,0.47361476126554775,0.47361476126554775,0.47361476126554775,0.47361476126554775,null,6.679999999999902,0,0,0,0,0,0,0,0,0,0,0,0,0,0,0,0,0,0,0,0]
[null,null,670,6.6899999999999018,0.47508351124260784,0.47508351124260784,0.47508351124260784,0.47508351124260784,0.47508351124260784,0.47508351124260784,0.47508351124260784,0.47508351124260784,0.47508351124260784,0.47508351124260784,0.47508351124260784,0.47508351124260784,0.47508351124260784,0.47508351124260784,0.47508351124260784,0.47508351124260784,0.47508351124260784,0.47508351124260784,0.47508351124260784,0.47508351124260784,null,6.6899999999999018,0,0,0,0,0,0,0,0,0,0,0,0,0,0,0,0,0,0,0,0]
[null,null,671,6.6999999999999016,0.4765569034107715,0.4765569034107715,0.4765569034107715,0.4765569034107715,0.4765569034107715,0.4765569034107715,0.4765569034107715,0.4765569034107715,0.4765569034107715,0.4765569034107715,0.4765569034107715,0.4765569034107715,0.4765569034107715,0.4765569034107715,0.4765569034107715,0.4765569034107715,0.4765569034107715,0.4765569034107715,0.4765569034107715,0.4765569034107715,null,6.6999999999999016,0,0,0,0,0,0,0,0,0,0,0,0,0,0,0,0,0,0,0,0]
[null,null,672,6.7099999999999014,0.47803494961065551,0.47803494961065551,0.47803494961065551,0.47803494961065551,0.47803494961065551,0.47803494961065551,0.47803494961065551,0.47803494961065551,0.47803494961065551,0.47803494961065551,0.47803494961065551,0.47803494961065551,0.47803494961065551,0.47803494961065551,0.47803494961065551,0.47803494961065551,0.47803494961065551,0.47803494961065551,0.47803494961065551,0.47803494961065551,null,6.7099999999999014,0,0,0,0,0,0,0,0,0,0,0,0,0,0,0,0,0,0,0,0]
[null,null,673,6.7199999999999012,0.4795176616932233,0.4795176616932233,0.4795176616932233,0.4795176616932233,0.4795176616932233,0.4795176616932233,0.4795176616932233,0.4795176616932233,0.4795176616932233,0.4795176616932233,0.4795176616932233,0.4795176616932233,0.4795176616932233,0.4795176616932233,0.4795176616932233,0.4795176616932233,0.4795176616932233,0.4795176616932233,0.4795176616932233,0.4795176616932233,null,6.7199999999999012,0,0,0,0,0,0,0,0,0,0,0,0,0,0,0,0,0,0,0,0]
[null,null,674,6.729999999999901,0.48100505151978351,0.48100505151978351,0.48100505151978351,0.48100505151978351,0.48100505151978351,0.48100505151978351,0.48100505151978351,0.48100505151978351,0.48100505151978351,0.48100505151978351,0.48100505151978351,0.48100505151978351,0.48100505151978351,0.48100505151978351,0.48100505151978351,0.48100505151978351,0.48100505151978351,0.48100505151978351,0.48100505151978351,0.48100505151978351,null,6.729999999999901,0,0,0,0,0,0,0,0,0,0,0,0,0,0,0,0,0,0,0,0]
[null,null,675,6.7399999999999007,0.48249713096199143,0.48249713096199143,0.48249713096199143,0.48249713096199143,0.48249713096199143,0.48249713096199143,0.48249713096199143,0.48249713096199143,0.48249713096199143,0.48249713096199143,0.48249713096199143,0.48249713096199143,0.48249713096199143,0.48249713096199143,0.48249713096199143,0.48249713096199143,0.48249713096199143,0.48249713096199143,0.48249713096199143,0.48249713096199143,null,6.7399999999999007,0,0,0,0,0,0,0,0,0,0,0,0,0,0,0,0,0,0,0,0]
[null,null,676,6.7499999999999005,0.48399391190184787,0.48399391190184787,0.48399391190184787,0.48399391190184787,0.48399391190184787,0.48399391190184787,0.48399391190184787,0.48399391190184787,0.48399391190184787,0.48399391190184787,0.48399391190184787,0.48399391190184787,0.48399391190184787,0.48399391190184787,0.48399391190184787,0.48399391190184787,0.48399391190184787,0.48399391190184787,0.48399391190184787,0.48399391190184787,null,6.7499999999999005,0,0,0,0,0,0,0,0,0,0,0,0,0,0,0,0,0,0,0,0]
[null,null,677,6.7599999999999003,0.48549540623169996,0.48549540623169996,0.48549540623169996,0.48549540623169996,0.48549540623169996,0.48549540623169996,0.48549540623169996,0.48549540623169996,0.48549540623169996,0.48549540623169996,0.48549540623169996,0.48549540623169996,0.48549540623169996,0.48549540623169996,0.48549540623169996,0.48549540623169996,0.48549540623169996,0.48549540623169996,0.48549540623169996,0.48549540623169996,null,6.7599999999999003,0,0,0,0,0,0,0,0,0,0,0,0,0,0,0,0,0,0,0,0]
[null,null,678,6.7699999999999001,0.48700162585424056,0.48700162585424056,0.48700162585424056,0.48700162585424056,0.48700162585424056,0.48700162585424056,0.48700162585424056,0.48700162585424056,0.48700162585424056,0.48700162585424056,0.48700162585424056,0.48700162585424056,0.48700162585424056,0.48700162585424056,0.48700162585424056,0.48700162585424056,0.48700162585424056,0.48700162585424056,0.48700162585424056,0.48700162585424056,null,6.7699999999999001,0,0,0,0,0,0,0,0,0,0,0,0,0,0,0,0,0,0,0,0]
[null,null,679,6.7799999999998999,0.48851258268250886,0.48851258268250886,0.48851258268250886,0.48851258268250886,0.48851258268250886,0.48851258268250886,0.48851258268250886,0.48851258268250886,0.48851258268250886,0.48851258268250886,0.48851258268250886,0.48851258268250886,0.48851258268250886,0.48851258268250886,0.48851258268250886,0.48851258268250886,0.48851258268250886,0.48851258268250886,0.48851258268250886,0.48851258268250886,null,6.7799999999998999,0,0,0,0,0,0,0,0,0,0,0,0,0,0,0,0,0,0,0,0]
[null,null,680,6.7899999999998997,0.49002828863988956,0.49002828863988956,0.49002828863988956,0.49002828863988956,0.49002828863988956,0.49002828863988956,0.49002828863988956,0.49002828863988956,0.49002828863988956,0.49002828863988956,0.49002828863988956,0.49002828863988956,0.49002828863988956,0.49002828863988956,0.49002828863988956,0.49002828863988956,0.49002828863988956,0.49002828863988956,0.49002828863988956,0.49002828863988956,null,6.7899999999998997,0,0,0,0,0,0,0,0,0,0,0,0,0,0,0,0,0,0,0,0]
[null,null,681,6.7999999999998995,0.49154875566011386,0.49154875566011386,0.49154875566011386,0.49154875566011386,0.49154875566011386,0.49154875566011386,0.49154875566011386,0.49154875566011386,0.49154875566011386,0.49154875566011386,0.49154875566011386,0.49154875566011386,0.49154875566011386,0.49154875566011386,0.49154875566011386,0.49154875566011386,0.49154875566011386,0.49154875566011386,0.49154875566011386,0.49154875566011386,null,6.7999999999998995,0,0,0,0,0,0,0,0,0,0,0,0,0,0,0,0,0,0,0,0]
[null,null,682,6.8099999999998992,0.49307399568725863,0.49307399568725863,0.49307399568725863,0.49307399568725863,0.49307399568725863,0.49307399568725863,0.49307399568725863,0.49307399568725863,0.49307399568725863,0.49307399568725863,0.49307399568725863,0.49307399568725863,0.49307399568725863,0.49307399568725863,0.49307399568725863,0.49307399568725863,0.49307399568725863,0.49307399568725863,0.49307399568725863,0.49307399568725863,null,6.8099999999998992,0,0,0,0,0,0,0,0,0,0,0,0,0,0,0,0,0,0,0,0]
[null,null,683,6.819999999999899,0.49460402067574682,0.49460402067574682,0.49460402067574682,0.49460402067574682,0.49460402067574682,0.49460402067574682,0.49460402067574682,0.49460402067574682,0.49460402067574682,0.49460402067574682,0.49460402067574682,0.49460402067574682,0.49460402067574682,0.49460402067574682,0.49460402067574682,0.49460402067574682,0.49460402067574682,0.49460402067574682,0.49460402067574682,0.49460402067574682,null,6.819999999999899,0,0,0,0,0,0,0,0,0,0,0,0,0,0,0,0,0,0,0,0]
[null,null,684,6.8299999999998988,0.49613884259034746,0.49613884259034746,0.49613884259034746,0.49613884259034746,0.49613884259034746,0.49613884259034746,0.49613884259034746,0.49613884259034746,0.49613884259034746,0.49613884259034746,0.49613884259034746,0.49613884259034746,0.49613884259034746,0.49613884259034746,0.49613884259034746,0.49613884259034746,0.49613884259034746,0.49613884259034746,0.49613884259034746,0.49613884259034746,null,6.8299999999998988,0,0,0,0,0,0,0,0,0,0,0,0,0,0,0,0,0,0,0,0]
[null,null,685,6.8399999999998986,0.49767847340617538,0.49767847340617538,0.49767847340617538,0.49767847340617538,0.49767847340617538,0.49767847340617538,0.49767847340617538,0.49767847340617538,0.49767847340617538,0.49767847340617538,0.49767847340617538,0.49767847340617538,0.49767847340617538,0.49767847340617538,0.49767847340617538,0.49767847340617538,0.49767847340617538,0.49767847340617538,0.49767847340617538,0.49767847340617538,null,6.8399999999998986,0,0,0,0,0,0,0,0,0,0,0,0,0,0,0,0,0,0,0,0]
[null,null,686,6.8499999999998984,0.4992229251086916,0.4992229251086916,0.4992229251086916,0.4992229251086916,0.4992229251086916,0.4992229251086916,0.4992229251086916,0.4992229251086916,0.4992229251086916,0.4992229251086916,0.4992229251086916,0.4992229251086916,0.4992229251086916,0.4992229251086916,0.4992229251086916,0.4992229251086916,0.4992229251086916,0.4992229251086916,0.4992229251086916,0.4992229251086916,null,6.8499999999998984,0,0,0,0,0,0,0,0,0,0,0,0,0,0,0,0,0,0,0,0]
[null,null,687,6.8599999999998982,0.50077220969370306,0.50077220969370306,0.50077220969370306,0.50077220969370306,0.50077220969370306,0.50077220969370306,0.50077220969370306,0.50077220969370306,0.50077220969370306,0.50077220969370306,0.50077220969370306,0.50077220969370306,0.50077220969370306,0.50077220969370306,0.50077220969370306,0.50077220969370306,0.50077220969370306,0.50077220969370306,0.50077220969370306,0.50077220969370306,null,6.8599999999998982,0,0,0,0,0,0,0,0,0,0,0,0,0,0,0,0,0,0,0,0]
[null,null,688,6.869999999999898,0.50232633916736258,0.50232633916736258,0.50232633916736258,0.50232633916736258,0.50232633916736258,0.50232633916736258,0.50232633916736258,0.50232633916736258,0.50232633916736258,0.50232633916736258,0.50232633916736258,0.50232633916736258,0.50232633916736258,0.50232633916736258,0.50232633916736258,0.50232633916736258,0.50232633916736258,0.50232633916736258,0.50232633916736258,0.50232633916736258,null,6.869999999999898,0,0,0,0,0,0,0,0,0,0,0,0,0,0,0,0,0,0,0,0]
[null,null,689,6.8799999999998978,0.50388532554616916,0.50388532554616916,0.50388532554616916,0.50388532554616916,0.50388532554616916,0.50388532554616916,0.50388532554616916,0.50388532554616916,0.50388532554616916,0.50388532554616916,0.50388532554616916,0.50388532554616916,0.50388532554616916,0.50388532554616916,0.50388532554616916,0.50388532554616916,0.50388532554616916,0.50388532554616916,0.50388532554616916,0.50388532554616916,null,6.8799999999998978,0,0,0,0,0,0,0,0,0,0,0,0,0,0,0,0,0,0,0,0]
[null,null,690,6.8899999999998975,0.50544918085696777,0.50544918085696777,0.50544918085696777,0.50544918085696777,0.50544918085696777,0.50544918085696777,0.50544918085696777,0.50544918085696777,0.50544918085696777,0.50544918085696777,0.50544918085696777,0.50544918085696777,0.50544918085696777,0.50544918085696777,0.50544918085696777,0.50544918085696777,0.50544918085696777,0.50544918085696777,0.50544918085696777,0.50544918085696777,null,6.8899999999998975,0,0,0,0,0,0,0,0,0,0,0,0,0,0,0,0,0,0,0,0]
[null,null,691,6.8999999999998973,0.50701791713694899,0.50701791713694899,0.50701791713694899,0.50701791713694899,0.50701791713694899,0.50701791713694899,0.50701791713694899,0.50701791713694899,0.50701791713694899,0.50701791713694899,0.50701791713694899,0.50701791713694899,0.50701791713694899,0.50701791713694899,0.50701791713694899,0.50701791713694899,0.50701791713694899,0.50701791713694899,0.50701791713694899,0.50701791713694899,null,6.8999999999998973,0,0,0,0,0,0,0,0,0,0,0,0,0,0,0,0,0,0,0,0]
[null,null,692,6.9099999999998971,0.50859154643365012,0.50859154643365012,0.50859154643365012,0.50859154643365012,0.50859154643365012,0.50859154643365012,0.50859154643365012,0.50859154643365012,0.50859154643365012,0.50859154643365012,0.50859154643365012,0.50859154643365012,0.50859154643365012,0.50859154643365012,0.50859154643365012,0.50859154643365012,0.50859154643365012,0.50859154643365012,0.50859154643365012,0.50859154643365012,null,6.9099999999998971,0,0,0,0,0,0,0,0,0,0,0,0,0,0,0,0,0,0,0,0]
[null,null,693,6.9199999999998969,0.51017008080495385,0.51017008080495385,0.51017008080495385,0.51017008080495385,0.51017008080495385,0.51017008080495385,0.51017008080495385,0.51017008080495385,0.51017008080495385,0.51017008080495385,0.51017008080495385,0.51017008080495385,0.51017008080495385,0.51017008080495385,0.51017008080495385,0.51017008080495385,0.51017008080495385,0.51017008080495385,0.51017008080495385,0.51017008080495385,null,6.9199999999998969,0,0,0,0,0,0,0,0,0,0,0,0,0,0,0,0,0,0,0,0]
[null,null,694,6.9299999999998967,0.51175353231908893,0.51175353231908893,0.51175353231908893,0.51175353231908893,0.51175353231908893,0.51175353231908893,0.51175353231908893,0.51175353231908893,0.51175353231908893,0.51175353231908893,0.51175353231908893,0.51175353231908893,0.51175353231908893,0.51175353231908893,0.51175353231908893,0.51175353231908893,0.51175353231908893,0.51175353231908893,0.51175353231908893,0.51175353231908893,null,6.9299999999998967,0,0,0,0,0,0,0,0,0,0,0,0,0,0,0,0,0,0,0,0]
[null,null,695,6.9399999999998965,0.51334191305463051,0.51334191305463051,0.51334191305463051,0.51334191305463051,0.51334191305463051,0.51334191305463051,0.51334191305463051,0.51334191305463051,0.51334191305463051,0.51334191305463051,0.51334191305463051,0.51334191305463051,0.51334191305463051,0.51334191305463051,0.51334191305463051,0.51334191305463051,0.51334191305463051,0.51334191305463051,0.51334191305463051,0.51334191305463051,null,6.9399999999998965,0,0,0,0,0,0,0,0,0,0,0,0,0,0,0,0,0,0,0,0]
[null,null,696,6.9499999999998963,0.51493523510049932,0.51493523510049932,0.51493523510049932,0.51493523510049932,0.51493523510049932,0.51493523510049932,0.51493523510049932,0.51493523510049932,0.51493523510049932,0.51493523510049932,0.51493523510049932,0.51493523510049932,0.51493523510049932,0.51493523510049932,0.51493523510049932,0.51493523510049932,0.51493523510049932,0.51493523510049932,0.51493523510049932,0.51493523510049932,null,6.9499999999998963,0,0,0,0,0,0,0,0,0,0,0,0,0,0,0,0,0,0,0,0]
[null,null,697,6.959999999999896,0.51653351055596231,0.51653351055596231,0.51653351055596231,0.51653351055596231,0.51653351055596231,0.51653351055596231,0.51653351055596231,0.51653351055596231,0.51653351055596231,0.51653351055596231,0.51653351055596231,0.51653351055596231,0.51653351055596231,0.51653351055596231,0.51653351055596231,0.51653351055596231,0.51653351055596231,0.51653351055596231,0.51653351055596231,0.51653351055596231,null,6.959999999999896,0,0,0,0,0,0,0,0,0,0,0,0,0,0,0,0,0,0,0,0]
[null,null,698,6.9699999999998958,0.5181367515306321,0.5181367515306321,0.5181367515306321,0.5181367515306321,0.5181367515306321,0.5181367515306321,0.5181367515306321,0.5181367515306321,0.5181367515306321,0.5181367515306321,0.5181367515306321,0.5181367515306321,0.5181367515306321,0.5181367515306321,0.5181367515306321,0.5181367515306321,0.5181367515306321,0.5181367515306321,0.5181367515306321,0.5181367515306321,null,6.9699999999998958,0,0,0,0,0,0,0,0,0,0,0,0,0,0,0,0,0,0,0,0]
[null,null,699,6.9799999999998956,0.51974497014446774,0.51974497014446774,0.51974497014446774,0.51974497014446774,0.51974497014446774,0.51974497014446774,0.51974497014446774,0.51974497014446774,0.51974497014446774,0.51974497014446774,0.51974497014446774,0.51974497014446774,0.51974497014446774,0.51974497014446774,0.51974497014446774,0.51974497014446774,0.51974497014446774,0.51974497014446774,0.51974497014446774,0.51974497014446774,null,6.9799999999998956,0,0,0,0,0,0,0,0,0,0,0,0,0,0,0,0,0,0,0,0]
[null,null,700,6.9899999999998954,0.521358178527774,0.521358178527774,0.521358178527774,0.521358178527774,0.521358178527774,0.521358178527774,0.521358178527774,0.521358178527774,0.521358178527774,0.521358178527774,0.521358178527774,0.521358178527774,0.521358178527774,0.521358178527774,0.521358178527774,0.521358178527774,0.521358178527774,0.521358178527774,0.521358178527774,0.521358178527774,null,6.9899999999998954,0,0,0,0,0,0,0,0,0,0,0,0,0,0,0,0,0,0,0,0]
[null,null,701,6.9999999999998952,0.52297638882120168,0.52297638882120168,0.52297638882120168,0.52297638882120168,0.52297638882120168,0.52297638882120168,0.52297638882120168,0.52297638882120168,0.52297638882120168,0.52297638882120168,0.52297638882120168,0.52297638882120168,0.52297638882120168,0.52297638882120168,0.52297638882120168,0.52297638882120168,0.52297638882120168,0.52297638882120168,0.52297638882120168,0.52297638882120168,null,6.9999999999998952,0,0,0,0,0,0,0,0,0,0,0,0,0,0,0,0,0,0,0,0]
[null,null,702,7.009999999999895,0.52459961317574766,0.52459961317574766,0.52459961317574766,0.52459961317574766,0.52459961317574766,0.52459961317574766,0.52459961317574766,0.52459961317574766,0.52459961317574766,0.52459961317574766,0.52459961317574766,0.52459961317574766,0.52459961317574766,0.52459961317574766,0.52459961317574766,0.52459961317574766,0.52459961317574766,0.52459961317574766,0.52459961317574766,0.52459961317574766,null,7.009999999999895,0,0,0,0,0,0,0,0,0,0,0,0,0,0,0,0,0,0,0,0]
[null,null,703,7.0199999999998948,0.52622786375275477,0.52622786375275477,0.52622786375275477,0.52622786375275477,0.52622786375275477,0.52622786375275477,0.52622786375275477,0.52622786375275477,0.52622786375275477,0.52622786375275477,0.52622786375275477,0.52622786375275477,0.52622786375275477,0.52622786375275477,0.52622786375275477,0.52622786375275477,0.52622786375275477,0.52622786375275477,0.52622786375275477,0.52622786375275477,null,7.0199999999998948,0,0,0,0,0,0,0,0,0,0,0,0,0,0,0,0,0,0,0,0]
[null,null,704,7.0299999999998946,0.52786115272391176,0.52786115272391176,0.52786115272391176,0.52786115272391176,0.52786115272391176,0.52786115272391176,0.52786115272391176,0.52786115272391176,0.52786115272391176,0.52786115272391176,0.52786115272391176,0.52786115272391176,0.52786115272391176,0.52786115272391176,0.52786115272391176,0.52786115272391176,0.52786115272391176,0.52786115272391176,0.52786115272391176,0.52786115272391176,null,7.0299999999998946,0,0,0,0,0,0,0,0,0,0,0,0,0,0,0,0,0,0,0,0]
[null,null,705,7.0399999999998943,0.52949949227125337,0.52949949227125337,0.52949949227125337,0.52949949227125337,0.52949949227125337,0.52949949227125337,0.52949949227125337,0.52949949227125337,0.52949949227125337,0.52949949227125337,0.52949949227125337,0.52949949227125337,0.52949949227125337,0.52949949227125337,0.52949949227125337,0.52949949227125337,0.52949949227125337,0.52949949227125337,0.52949949227125337,0.52949949227125337,null,7.0399999999998943,0,0,0,0,0,0,0,0,0,0,0,0,0,0,0,0,0,0,0,0]
[null,null,706,{"$f":"D749+0.01","v":7.0499999999998941},{"$f":"IF(AD$16=0,0,IF(E$36*$D750^4  +    E$37*$D750^3   +    E$38*$D750^2    +    E$39*$D750   +    E$40>1,1,E$36*$D750^4  +    E$37*$D750^3   +    E$38*$D750^2    +    E$39*$D750   +    E$40))","v":0.53114289458716057},{"$f":"IF(AE$16=0,0,IF(F$36*$D750^4  +    F$37*$D750^3   +    F$38*$D750^2    +    F$39*$D750   +    F$40>1,1,F$36*$D750^4  +    F$37*$D750^3   +    F$38*$D750^2    +    F$39*$D750   +    F$40))","v":0.53114289458716057},{"$f":"IF(AF$16=0,0,IF(G$36*$D750^4  +    G$37*$D750^3   +    G$38*$D750^2    +    G$39*$D750   +    G$40>1,1,G$36*$D750^4  +    G$37*$D750^3   +    G$38*$D750^2    +    G$39*$D750   +    G$40))","v":0.53114289458716057},{"$f":"IF(AG$16=0,0,IF(H$36*$D750^4  +    H$37*$D750^3   +    H$38*$D750^2    +    H$39*$D750   +    H$40>1,1,H$36*$D750^4  +    H$37*$D750^3   +    H$38*$D750^2    +    H$39*$D750   +    H$40))","v":0.53114289458716057},0.53114289458716057,0.53114289458716057,0.53114289458716057,0.53114289458716057,0.53114289458716057,0.53114289458716057,0.53114289458716057,0.53114289458716057,0.53114289458716057,0.53114289458716057,0.53114289458716057,0.53114289458716057,0.53114289458716057,0.53114289458716057,0.53114289458716057,0.53114289458716057,null,{"$f":"Z749+0.01","v":7.0499999999998941},{"$f":"IF(AA$43<>0,INDEX(E$45:E$1045, MATCH($Z750*(AA$43/24), $D$45:$D$1045)), 0)","v":0},{"$f":"IF(AB$43<>0,INDEX(F$45:F$1045, MATCH($Z750*(AB$43/24), $D$45:$D$1045)), 0)","v":0},{"$f":"IF(AC$43<>0,INDEX(G$45:G$1045, MATCH($Z750*(AC$43/24), $D$45:$D$1045)), 0)","v":0},{"$f":"IF(AD$43<>0,INDEX(H$45:H$1045, MATCH($Z750*(AD$43/24), $D$45:$D$1045)), 0)","v":0},{"$f":"IF(AE$43<>0,INDEX(I$45:I$1045, MATCH($Z750*(AE$43/24), $D$45:$D$1045)), 0)","v":0},{"$f":"IF(AF$43<>0,INDEX(J$45:J$1045, MATCH($Z750*(AF$43/24), $D$45:$D$1045)), 0)","v":0},{"$f":"IF(AG$43<>0,INDEX(K$45:K$1045, MATCH($Z750*(AG$43/24), $D$45:$D$1045)), 0)","v":0},{"$f":"IF(AH$43<>0,INDEX(L$45:L$1045, MATCH($Z750*(AH$43/24), $D$45:$D$1045)), 0)","v":0},{"$f":"IF(AI$43<>0,INDEX(M$45:M$1045, MATCH($Z750*(AI$43/24), $D$45:$D$1045)), 0)","v":0},{"$f":"IF(AJ$43<>0,INDEX(N$45:N$1045, MATCH($Z750*(AJ$43/24), $D$45:$D$1045)), 0)","v":0},{"$f":"IF(AK$43<>0,INDEX(O$45:O$1045, MATCH($Z750*(AK$43/24), $D$45:$D$1045)), 0)","v":0},{"$f":"IF(AL$43<>0,INDEX(P$45:P$1045, MATCH($Z750*(AL$43/24), $D$45:$D$1045)), 0)","v":0},{"$f":"IF(AM$43<>0,INDEX(Q$45:Q$1045, MATCH($Z750*(AM$43/24), $D$45:$D$1045)), 0)","v":0},{"$f":"IF(AN$43<>0,INDEX(R$45:R$1045, MATCH($Z750*(AN$43/24), $D$45:$D$1045)), 0)","v":0},{"$f":"IF(AO$43<>0,INDEX(S$45:S$1045, MATCH($Z750*(AO$43/24), $D$45:$D$1045)), 0)","v":0},{"$f":"IF(AP$43<>0,INDEX(T$45:T$1045, MATCH($Z750*(AP$43/24), $D$45:$D$1045)), 0)","v":0},{"$f":"IF(AQ$43<>0,INDEX(U$45:U$1045, MATCH($Z750*(AQ$43/24), $D$45:$D$1045)), 0)","v":0},{"$f":"IF(AR$43<>0,INDEX(V$45:V$1045, MATCH($Z750*(AR$43/24), $D$45:$D$1045)), 0)","v":0},{"$f":"IF(AS$43<>0,INDEX(W$45:W$1045, MATCH($Z750*(AS$43/24), $D$45:$D$1045)), 0)","v":0},{"$f":"IF(AT$43<>0,INDEX(X$45:X$1045, MATCH($Z750*(AT$43/24), $D$45:$D$1045)), 0)","v":0}]
[null,null,{"$f":"C750+1","v":707},7.0599999999998939,0.5327913718743601,0.5327913718743601,0.5327913718743601,0.5327913718743601,0.5327913718743601,0.5327913718743601,0.5327913718743601,0.5327913718743601,0.5327913718743601,0.5327913718743601,0.5327913718743601,0.5327913718743601,0.5327913718743601,0.5327913718743601,0.5327913718743601,0.5327913718743601,0.5327913718743601,0.5327913718743601,0.5327913718743601,0.5327913718743601,null,7.0599999999998939,0,0,0,0,0,0,0,0,0,0,0,0,0,0,0,0,0,0,0,0]
[null,null,708,7.0699999999998937,0.5344449363459246,0.5344449363459246,0.5344449363459246,0.5344449363459246,0.5344449363459246,0.5344449363459246,0.5344449363459246,0.5344449363459246,0.5344449363459246,0.5344449363459246,0.5344449363459246,0.5344449363459246,0.5344449363459246,0.5344449363459246,0.5344449363459246,0.5344449363459246,0.5344449363459246,0.5344449363459246,0.5344449363459246,0.5344449363459246,null,7.0699999999998937,0,0,0,0,0,0,0,0,0,0,0,0,0,0,0,0,0,0,0,0]
[null,null,709,7.0799999999998935,0.53610360022527292,0.53610360022527292,0.53610360022527292,0.53610360022527292,0.53610360022527292,0.53610360022527292,0.53610360022527292,0.53610360022527292,0.53610360022527292,0.53610360022527292,0.53610360022527292,0.53610360022527292,0.53610360022527292,0.53610360022527292,0.53610360022527292,0.53610360022527292,0.53610360022527292,0.53610360022527292,0.53610360022527292,0.53610360022527292,null,7.0799999999998935,0,0,0,0,0,0,0,0,0,0,0,0,0,0,0,0,0,0,0,0]
[null,null,710,7.0899999999998933,0.53776737574616984,0.53776737574616984,0.53776737574616984,0.53776737574616984,0.53776737574616984,0.53776737574616984,0.53776737574616984,0.53776737574616984,0.53776737574616984,0.53776737574616984,0.53776737574616984,0.53776737574616984,0.53776737574616984,0.53776737574616984,0.53776737574616984,0.53776737574616984,0.53776737574616984,0.53776737574616984,0.53776737574616984,0.53776737574616984,null,7.0899999999998933,0,0,0,0,0,0,0,0,0,0,0,0,0,0,0,0,0,0,0,0]
[null,null,711,7.0999999999998931,0.5394362751527263,0.5394362751527263,0.5394362751527263,0.5394362751527263,0.5394362751527263,0.5394362751527263,0.5394362751527263,0.5394362751527263,0.5394362751527263,0.5394362751527263,0.5394362751527263,0.5394362751527263,0.5394362751527263,0.5394362751527263,0.5394362751527263,0.5394362751527263,0.5394362751527263,0.5394362751527263,0.5394362751527263,0.5394362751527263,null,7.0999999999998931,0,0,0,0,0,0,0,0,0,0,0,0,0,0,0,0,0,0,0,0]
[null,null,712,7.1099999999998929,0.54111031069939863,0.54111031069939863,0.54111031069939863,0.54111031069939863,0.54111031069939863,0.54111031069939863,0.54111031069939863,0.54111031069939863,0.54111031069939863,0.54111031069939863,0.54111031069939863,0.54111031069939863,0.54111031069939863,0.54111031069939863,0.54111031069939863,0.54111031069939863,0.54111031069939863,0.54111031069939863,0.54111031069939863,0.54111031069939863,null,7.1099999999998929,0,0,0,0,0,0,0,0,0,0,0,0,0,0,0,0,0,0,0,0]
[null,null,713,7.1199999999998926,0.54278949465099002,0.54278949465099002,0.54278949465099002,0.54278949465099002,0.54278949465099002,0.54278949465099002,0.54278949465099002,0.54278949465099002,0.54278949465099002,0.54278949465099002,0.54278949465099002,0.54278949465099002,0.54278949465099002,0.54278949465099002,0.54278949465099002,0.54278949465099002,0.54278949465099002,0.54278949465099002,0.54278949465099002,0.54278949465099002,null,7.1199999999998926,0,0,0,0,0,0,0,0,0,0,0,0,0,0,0,0,0,0,0,0]
[null,null,714,7.1299999999998924,0.54447383928264881,0.54447383928264881,0.54447383928264881,0.54447383928264881,0.54447383928264881,0.54447383928264881,0.54447383928264881,0.54447383928264881,0.54447383928264881,0.54447383928264881,0.54447383928264881,0.54447383928264881,0.54447383928264881,0.54447383928264881,0.54447383928264881,0.54447383928264881,0.54447383928264881,0.54447383928264881,0.54447383928264881,0.54447383928264881,null,7.1299999999998924,0,0,0,0,0,0,0,0,0,0,0,0,0,0,0,0,0,0,0,0]
[null,null,715,7.1399999999998922,0.54616335687986994,0.54616335687986994,0.54616335687986994,0.54616335687986994,0.54616335687986994,0.54616335687986994,0.54616335687986994,0.54616335687986994,0.54616335687986994,0.54616335687986994,0.54616335687986994,0.54616335687986994,0.54616335687986994,0.54616335687986994,0.54616335687986994,0.54616335687986994,0.54616335687986994,0.54616335687986994,0.54616335687986994,0.54616335687986994,null,7.1399999999998922,0,0,0,0,0,0,0,0,0,0,0,0,0,0,0,0,0,0,0,0]
[null,null,716,7.149999999999892,0.54785805973849433,0.54785805973849433,0.54785805973849433,0.54785805973849433,0.54785805973849433,0.54785805973849433,0.54785805973849433,0.54785805973849433,0.54785805973849433,0.54785805973849433,0.54785805973849433,0.54785805973849433,0.54785805973849433,0.54785805973849433,0.54785805973849433,0.54785805973849433,0.54785805973849433,0.54785805973849433,0.54785805973849433,0.54785805973849433,null,7.149999999999892,0,0,0,0,0,0,0,0,0,0,0,0,0,0,0,0,0,0,0,0]
[null,null,717,7.1599999999998918,0.54955796016470837,0.54955796016470837,0.54955796016470837,0.54955796016470837,0.54955796016470837,0.54955796016470837,0.54955796016470837,0.54955796016470837,0.54955796016470837,0.54955796016470837,0.54955796016470837,0.54955796016470837,0.54955796016470837,0.54955796016470837,0.54955796016470837,0.54955796016470837,0.54955796016470837,0.54955796016470837,0.54955796016470837,0.54955796016470837,null,7.1599999999998918,0,0,0,0,0,0,0,0,0,0,0,0,0,0,0,0,0,0,0,0]
[null,null,718,7.1699999999998916,0.55126307047504486,0.55126307047504486,0.55126307047504486,0.55126307047504486,0.55126307047504486,0.55126307047504486,0.55126307047504486,0.55126307047504486,0.55126307047504486,0.55126307047504486,0.55126307047504486,0.55126307047504486,0.55126307047504486,0.55126307047504486,0.55126307047504486,0.55126307047504486,0.55126307047504486,0.55126307047504486,0.55126307047504486,0.55126307047504486,null,7.1699999999998916,0,0,0,0,0,0,0,0,0,0,0,0,0,0,0,0,0,0,0,0]
[null,null,719,7.1799999999998914,0.55297340299638253,0.55297340299638253,0.55297340299638253,0.55297340299638253,0.55297340299638253,0.55297340299638253,0.55297340299638253,0.55297340299638253,0.55297340299638253,0.55297340299638253,0.55297340299638253,0.55297340299638253,0.55297340299638253,0.55297340299638253,0.55297340299638253,0.55297340299638253,0.55297340299638253,0.55297340299638253,0.55297340299638253,0.55297340299638253,null,7.1799999999998914,0,0,0,0,0,0,0,0,0,0,0,0,0,0,0,0,0,0,0,0]
[null,null,720,7.1899999999998911,0.55468897006594609,0.55468897006594609,0.55468897006594609,0.55468897006594609,0.55468897006594609,0.55468897006594609,0.55468897006594609,0.55468897006594609,0.55468897006594609,0.55468897006594609,0.55468897006594609,0.55468897006594609,0.55468897006594609,0.55468897006594609,0.55468897006594609,0.55468897006594609,0.55468897006594609,0.55468897006594609,0.55468897006594609,0.55468897006594609,null,7.1899999999998911,0,0,0,0,0,0,0,0,0,0,0,0,0,0,0,0,0,0,0,0]
[null,null,721,7.1999999999998909,0.55640978403130614,0.55640978403130614,0.55640978403130614,0.55640978403130614,{"$f":"IF(AH$16=0,0,IF(I$36*$D765^4  +    I$37*$D765^3   +    I$38*$D765^2    +    I$39*$D765   +    I$40>1,1,I$36*$D765^4  +    I$37*$D765^3   +    I$38*$D765^2    +    I$39*$D765   +    I$40))","v":0.55640978403130614},{"$f":"IF(AI$16=0,0,IF(J$36*$D765^4  +    J$37*$D765^3   +    J$38*$D765^2    +    J$39*$D765   +    J$40>1,1,J$36*$D765^4  +    J$37*$D765^3   +    J$38*$D765^2    +    J$39*$D765   +    J$40))","v":0.55640978403130614},{"$f":"IF(AJ$16=0,0,IF(K$36*$D765^4  +    K$37*$D765^3   +    K$38*$D765^2    +    K$39*$D765   +    K$40>1,1,K$36*$D765^4  +    K$37*$D765^3   +    K$38*$D765^2    +    K$39*$D765   +    K$40))","v":0.55640978403130614},{"$f":"IF(AK$16=0,0,IF(L$36*$D765^4  +    L$37*$D765^3   +    L$38*$D765^2    +    L$39*$D765   +    L$40>1,1,L$36*$D765^4  +    L$37*$D765^3   +    L$38*$D765^2    +    L$39*$D765   +    L$40))","v":0.55640978403130614},{"$f":"IF(AL$16=0,0,IF(M$36*$D765^4  +    M$37*$D765^3   +    M$38*$D765^2    +    M$39*$D765   +    M$40>1,1,M$36*$D765^4  +    M$37*$D765^3   +    M$38*$D765^2    +    M$39*$D765   +    M$40))","v":0.55640978403130614},{"$f":"IF(AM$16=0,0,IF(N$36*$D765^4  +    N$37*$D765^3   +    N$38*$D765^2    +    N$39*$D765   +    N$40>1,1,N$36*$D765^4  +    N$37*$D765^3   +    N$38*$D765^2    +    N$39*$D765   +    N$40))","v":0.55640978403130614},{"$f":"IF(AN$16=0,0,IF(O$36*$D765^4  +    O$37*$D765^3   +    O$38*$D765^2    +    O$39*$D765   +    O$40>1,1,O$36*$D765^4  +    O$37*$D765^3   +    O$38*$D765^2    +    O$39*$D765   +    O$40))","v":0.55640978403130614},{"$f":"IF(AO$16=0,0,IF(P$36*$D765^4  +    P$37*$D765^3   +    P$38*$D765^2    +    P$39*$D765   +    P$40>1,1,P$36*$D765^4  +    P$37*$D765^3   +    P$38*$D765^2    +    P$39*$D765   +    P$40))","v":0.55640978403130614},{"$f":"IF(AP$16=0,0,IF(Q$36*$D765^4  +    Q$37*$D765^3   +    Q$38*$D765^2    +    Q$39*$D765   +    Q$40>1,1,Q$36*$D765^4  +    Q$37*$D765^3   +    Q$38*$D765^2    +    Q$39*$D765   +    Q$40))","v":0.55640978403130614},{"$f":"IF(AQ$16=0,0,IF(R$36*$D765^4  +    R$37*$D765^3   +    R$38*$D765^2    +    R$39*$D765   +    R$40>1,1,R$36*$D765^4  +    R$37*$D765^3   +    R$38*$D765^2    +    R$39*$D765   +    R$40))","v":0.55640978403130614},{"$f":"IF(AR$16=0,0,IF(S$36*$D765^4  +    S$37*$D765^3   +    S$38*$D765^2    +    S$39*$D765   +    S$40>1,1,S$36*$D765^4  +    S$37*$D765^3   +    S$38*$D765^2    +    S$39*$D765   +    S$40))","v":0.55640978403130614},{"$f":"IF(AS$16=0,0,IF(T$36*$D765^4  +    T$37*$D765^3   +    T$38*$D765^2    +    T$39*$D765   +    T$40>1,1,T$36*$D765^4  +    T$37*$D765^3   +    T$38*$D765^2    +    T$39*$D765   +    T$40))","v":0.55640978403130614},{"$f":"IF(AT$16=0,0,IF(U$36*$D765^4  +    U$37*$D765^3   +    U$38*$D765^2    +    U$39*$D765   +    U$40>1,1,U$36*$D765^4  +    U$37*$D765^3   +    U$38*$D765^2    +    U$39*$D765   +    U$40))","v":0.55640978403130614},{"$f":"IF(AU$16=0,0,IF(V$36*$D765^4  +    V$37*$D765^3   +    V$38*$D765^2    +    V$39*$D765   +    V$40>1,1,V$36*$D765^4  +    V$37*$D765^3   +    V$38*$D765^2    +    V$39*$D765   +    V$40))","v":0.55640978403130614},{"$f":"IF(AV$16=0,0,IF(W$36*$D765^4  +    W$37*$D765^3   +    W$38*$D765^2    +    W$39*$D765   +    W$40>1,1,W$36*$D765^4  +    W$37*$D765^3   +    W$38*$D765^2    +    W$39*$D765   +    W$40))","v":0.55640978403130614},{"$f":"IF(AW$16=0,0,IF(X$36*$D765^4  +    X$37*$D765^3   +    X$38*$D765^2    +    X$39*$D765   +    X$40>1,1,X$36*$D765^4  +    X$37*$D765^3   +    X$38*$D765^2    +    X$39*$D765   +    X$40))","v":0.55640978403130614},null,7.1999999999998909,0,0,0,0,0,0,0,0,0,0,0,0,0,0,0,0,0,0,0,0]
[null,null,722,7.2099999999998907,0.55813585725037962,0.55813585725037962,0.55813585725037962,0.55813585725037962,0.55813585725037962,0.55813585725037962,0.55813585725037962,0.55813585725037962,0.55813585725037962,0.55813585725037962,0.55813585725037962,0.55813585725037962,0.55813585725037962,0.55813585725037962,0.55813585725037962,0.55813585725037962,0.55813585725037962,0.55813585725037962,0.55813585725037962,0.55813585725037962,null,7.2099999999998907,0,0,0,0,0,0,0,0,0,0,0,0,0,0,0,0,0,0,0,0]
[null,null,723,7.2199999999998905,0.55986720209142893,0.55986720209142893,0.55986720209142893,0.55986720209142893,0.55986720209142893,0.55986720209142893,0.55986720209142893,0.55986720209142893,0.55986720209142893,0.55986720209142893,0.55986720209142893,0.55986720209142893,0.55986720209142893,0.55986720209142893,0.55986720209142893,0.55986720209142893,0.55986720209142893,0.55986720209142893,0.55986720209142893,0.55986720209142893,null,7.2199999999998905,0,0,0,0,0,0,0,0,0,0,0,0,0,0,0,0,0,0,0,0]
[null,null,724,7.2299999999998903,0.56160383093306276,0.56160383093306276,0.56160383093306276,0.56160383093306276,0.56160383093306276,0.56160383093306276,0.56160383093306276,0.56160383093306276,0.56160383093306276,0.56160383093306276,0.56160383093306276,0.56160383093306276,0.56160383093306276,0.56160383093306276,0.56160383093306276,0.56160383093306276,0.56160383093306276,0.56160383093306276,0.56160383093306276,0.56160383093306276,null,7.2299999999998903,0,0,0,0,0,0,0,0,0,0,0,0,0,0,0,0,0,0,0,0]
[null,null,725,7.2399999999998901,0.56334575616423588,0.56334575616423588,0.56334575616423588,0.56334575616423588,0.56334575616423588,0.56334575616423588,0.56334575616423588,0.56334575616423588,0.56334575616423588,0.56334575616423588,0.56334575616423588,0.56334575616423588,0.56334575616423588,0.56334575616423588,0.56334575616423588,0.56334575616423588,0.56334575616423588,0.56334575616423588,0.56334575616423588,0.56334575616423588,null,7.2399999999998901,0,0,0,0,0,0,0,0,0,0,0,0,0,0,0,0,0,0,0,0]
[null,null,726,7.2499999999998899,0.56509299018424886,0.56509299018424886,0.56509299018424886,0.56509299018424886,0.56509299018424886,0.56509299018424886,0.56509299018424886,0.56509299018424886,0.56509299018424886,0.56509299018424886,0.56509299018424886,0.56509299018424886,0.56509299018424886,0.56509299018424886,0.56509299018424886,0.56509299018424886,0.56509299018424886,0.56509299018424886,0.56509299018424886,0.56509299018424886,null,7.2499999999998899,0,0,0,0,0,0,0,0,0,0,0,0,0,0,0,0,0,0,0,0]
[null,null,727,7.2599999999998897,0.56684554540274845,0.56684554540274845,0.56684554540274845,0.56684554540274845,0.56684554540274845,0.56684554540274845,0.56684554540274845,0.56684554540274845,0.56684554540274845,0.56684554540274845,0.56684554540274845,0.56684554540274845,0.56684554540274845,0.56684554540274845,0.56684554540274845,0.56684554540274845,0.56684554540274845,0.56684554540274845,0.56684554540274845,0.56684554540274845,null,7.2599999999998897,0,0,0,0,0,0,0,0,0,0,0,0,0,0,0,0,0,0,0,0]
[null,null,728,7.2699999999998894,0.56860343423972726,0.56860343423972726,0.56860343423972726,0.56860343423972726,0.56860343423972726,0.56860343423972726,0.56860343423972726,0.56860343423972726,0.56860343423972726,0.56860343423972726,0.56860343423972726,0.56860343423972726,0.56860343423972726,0.56860343423972726,0.56860343423972726,0.56860343423972726,0.56860343423972726,0.56860343423972726,0.56860343423972726,0.56860343423972726,null,7.2699999999998894,0,0,0,0,0,0,0,0,0,0,0,0,0,0,0,0,0,0,0,0]
[null,null,729,7.2799999999998892,0.5703666691255237,0.5703666691255237,0.5703666691255237,0.5703666691255237,0.5703666691255237,0.5703666691255237,0.5703666691255237,0.5703666691255237,0.5703666691255237,0.5703666691255237,0.5703666691255237,0.5703666691255237,0.5703666691255237,0.5703666691255237,0.5703666691255237,0.5703666691255237,0.5703666691255237,0.5703666691255237,0.5703666691255237,0.5703666691255237,null,7.2799999999998892,0,0,0,0,0,0,0,0,0,0,0,0,0,0,0,0,0,0,0,0]
[null,null,730,7.289999999999889,0.57213526250082269,0.57213526250082269,0.57213526250082269,0.57213526250082269,0.57213526250082269,0.57213526250082269,0.57213526250082269,0.57213526250082269,0.57213526250082269,0.57213526250082269,0.57213526250082269,0.57213526250082269,0.57213526250082269,0.57213526250082269,0.57213526250082269,0.57213526250082269,0.57213526250082269,0.57213526250082269,0.57213526250082269,0.57213526250082269,null,7.289999999999889,0,0,0,0,0,0,0,0,0,0,0,0,0,0,0,0,0,0,0,0]
[null,null,731,7.2999999999998888,0.5739092268166549,0.5739092268166549,0.5739092268166549,0.5739092268166549,0.5739092268166549,0.5739092268166549,0.5739092268166549,0.5739092268166549,0.5739092268166549,0.5739092268166549,0.5739092268166549,0.5739092268166549,0.5739092268166549,0.5739092268166549,0.5739092268166549,0.5739092268166549,0.5739092268166549,0.5739092268166549,0.5739092268166549,0.5739092268166549,null,7.2999999999998888,0,0,0,0,0,0,0,0,0,0,0,0,0,0,0,0,0,0,0,0]
[null,null,732,7.3099999999998886,0.57568857453439659,0.57568857453439659,0.57568857453439659,0.57568857453439659,0.57568857453439659,0.57568857453439659,0.57568857453439659,0.57568857453439659,0.57568857453439659,0.57568857453439659,0.57568857453439659,0.57568857453439659,0.57568857453439659,0.57568857453439659,0.57568857453439659,0.57568857453439659,0.57568857453439659,0.57568857453439659,0.57568857453439659,0.57568857453439659,null,7.3099999999998886,0,0,0,0,0,0,0,0,0,0,0,0,0,0,0,0,0,0,0,0]
[null,null,733,7.3199999999998884,0.57747331812577063,0.57747331812577063,0.57747331812577063,0.57747331812577063,0.57747331812577063,0.57747331812577063,0.57747331812577063,0.57747331812577063,0.57747331812577063,0.57747331812577063,0.57747331812577063,0.57747331812577063,0.57747331812577063,0.57747331812577063,0.57747331812577063,0.57747331812577063,0.57747331812577063,0.57747331812577063,0.57747331812577063,0.57747331812577063,null,7.3199999999998884,0,0,0,0,0,0,0,0,0,0,0,0,0,0,0,0,0,0,0,0]
[null,null,734,7.3299999999998882,0.57926347007284551,0.57926347007284551,0.57926347007284551,0.57926347007284551,0.57926347007284551,0.57926347007284551,0.57926347007284551,0.57926347007284551,0.57926347007284551,0.57926347007284551,0.57926347007284551,0.57926347007284551,0.57926347007284551,0.57926347007284551,0.57926347007284551,0.57926347007284551,0.57926347007284551,0.57926347007284551,0.57926347007284551,0.57926347007284551,null,7.3299999999998882,0,0,0,0,0,0,0,0,0,0,0,0,0,0,0,0,0,0,0,0]
[null,null,735,7.3399999999998879,0.58105904286803589,0.58105904286803589,0.58105904286803589,0.58105904286803589,0.58105904286803589,0.58105904286803589,0.58105904286803589,0.58105904286803589,0.58105904286803589,0.58105904286803589,0.58105904286803589,0.58105904286803589,0.58105904286803589,0.58105904286803589,0.58105904286803589,0.58105904286803589,0.58105904286803589,0.58105904286803589,0.58105904286803589,0.58105904286803589,null,7.3399999999998879,0,0,0,0,0,0,0,0,0,0,0,0,0,0,0,0,0,0,0,0]
[null,null,736,7.3499999999998877,0.58286004901410216,0.58286004901410216,0.58286004901410216,0.58286004901410216,0.58286004901410216,0.58286004901410216,0.58286004901410216,0.58286004901410216,0.58286004901410216,0.58286004901410216,0.58286004901410216,0.58286004901410216,0.58286004901410216,0.58286004901410216,0.58286004901410216,0.58286004901410216,0.58286004901410216,0.58286004901410216,0.58286004901410216,0.58286004901410216,null,7.3499999999998877,0,0,0,0,0,0,0,0,0,0,0,0,0,0,0,0,0,0,0,0]
[null,null,737,7.3599999999998875,0.58466650102415119,0.58466650102415119,0.58466650102415119,0.58466650102415119,0.58466650102415119,0.58466650102415119,0.58466650102415119,0.58466650102415119,0.58466650102415119,0.58466650102415119,0.58466650102415119,0.58466650102415119,0.58466650102415119,0.58466650102415119,0.58466650102415119,0.58466650102415119,0.58466650102415119,0.58466650102415119,0.58466650102415119,0.58466650102415119,null,7.3599999999998875,0,0,0,0,0,0,0,0,0,0,0,0,0,0,0,0,0,0,0,0]
[null,null,738,7.3699999999998873,0.58647841142163537,0.58647841142163537,0.58647841142163537,0.58647841142163537,0.58647841142163537,0.58647841142163537,0.58647841142163537,0.58647841142163537,0.58647841142163537,0.58647841142163537,0.58647841142163537,0.58647841142163537,0.58647841142163537,0.58647841142163537,0.58647841142163537,0.58647841142163537,0.58647841142163537,0.58647841142163537,0.58647841142163537,0.58647841142163537,null,7.3699999999998873,0,0,0,0,0,0,0,0,0,0,0,0,0,0,0,0,0,0,0,0]
[null,null,739,7.3799999999998871,0.58829579274035326,0.58829579274035326,0.58829579274035326,0.58829579274035326,0.58829579274035326,0.58829579274035326,0.58829579274035326,0.58829579274035326,0.58829579274035326,0.58829579274035326,0.58829579274035326,0.58829579274035326,0.58829579274035326,0.58829579274035326,0.58829579274035326,0.58829579274035326,0.58829579274035326,0.58829579274035326,0.58829579274035326,0.58829579274035326,null,7.3799999999998871,0,0,0,0,0,0,0,0,0,0,0,0,0,0,0,0,0,0,0,0]
[null,null,740,7.3899999999998869,0.59011865752444959,0.59011865752444959,0.59011865752444959,0.59011865752444959,0.59011865752444959,0.59011865752444959,0.59011865752444959,0.59011865752444959,0.59011865752444959,0.59011865752444959,0.59011865752444959,0.59011865752444959,0.59011865752444959,0.59011865752444959,0.59011865752444959,0.59011865752444959,0.59011865752444959,0.59011865752444959,0.59011865752444959,0.59011865752444959,null,7.3899999999998869,0,0,0,0,0,0,0,0,0,0,0,0,0,0,0,0,0,0,0,0]
[null,null,741,7.3999999999998867,0.59194701832841468,0.59194701832841468,0.59194701832841468,0.59194701832841468,0.59194701832841468,0.59194701832841468,0.59194701832841468,0.59194701832841468,0.59194701832841468,0.59194701832841468,0.59194701832841468,0.59194701832841468,0.59194701832841468,0.59194701832841468,0.59194701832841468,0.59194701832841468,0.59194701832841468,0.59194701832841468,0.59194701832841468,0.59194701832841468,null,7.3999999999998867,0,0,0,0,0,0,0,0,0,0,0,0,0,0,0,0,0,0,0,0]
[null,null,742,7.4099999999998865,0.59378088771708515,0.59378088771708515,0.59378088771708515,0.59378088771708515,0.59378088771708515,0.59378088771708515,0.59378088771708515,0.59378088771708515,0.59378088771708515,0.59378088771708515,0.59378088771708515,0.59378088771708515,0.59378088771708515,0.59378088771708515,0.59378088771708515,0.59378088771708515,0.59378088771708515,0.59378088771708515,0.59378088771708515,0.59378088771708515,null,7.4099999999998865,0,0,0,0,0,0,0,0,0,0,0,0,0,0,0,0,0,0,0,0]
[null,null,743,7.4199999999998862,0.59562027826564357,0.59562027826564357,0.59562027826564357,0.59562027826564357,0.59562027826564357,0.59562027826564357,0.59562027826564357,0.59562027826564357,0.59562027826564357,0.59562027826564357,0.59562027826564357,0.59562027826564357,0.59562027826564357,0.59562027826564357,0.59562027826564357,0.59562027826564357,0.59562027826564357,0.59562027826564357,0.59562027826564357,0.59562027826564357,null,7.4199999999998862,0,0,0,0,0,0,0,0,0,0,0,0,0,0,0,0,0,0,0,0]
[null,null,744,7.429999999999886,0.59746520255961832,0.59746520255961832,0.59746520255961832,0.59746520255961832,0.59746520255961832,0.59746520255961832,0.59746520255961832,0.59746520255961832,0.59746520255961832,0.59746520255961832,0.59746520255961832,0.59746520255961832,0.59746520255961832,0.59746520255961832,0.59746520255961832,0.59746520255961832,0.59746520255961832,0.59746520255961832,0.59746520255961832,0.59746520255961832,null,7.429999999999886,0,0,0,0,0,0,0,0,0,0,0,0,0,0,0,0,0,0,0,0]
[null,null,745,7.4399999999998858,0.59931567319488421,0.59931567319488421,0.59931567319488421,0.59931567319488421,0.59931567319488421,0.59931567319488421,0.59931567319488421,0.59931567319488421,0.59931567319488421,0.59931567319488421,0.59931567319488421,0.59931567319488421,0.59931567319488421,0.59931567319488421,0.59931567319488421,0.59931567319488421,0.59931567319488421,0.59931567319488421,0.59931567319488421,0.59931567319488421,null,7.4399999999998858,0,0,0,0,0,0,0,0,0,0,0,0,0,0,0,0,0,0,0,0]
[null,null,746,7.4499999999998856,0.60117170277766141,0.60117170277766141,0.60117170277766141,0.60117170277766141,0.60117170277766141,0.60117170277766141,0.60117170277766141,0.60117170277766141,0.60117170277766141,0.60117170277766141,0.60117170277766141,0.60117170277766141,0.60117170277766141,0.60117170277766141,0.60117170277766141,0.60117170277766141,0.60117170277766141,0.60117170277766141,0.60117170277766141,0.60117170277766141,null,7.4499999999998856,0,0,0,0,0,0,0,0,0,0,0,0,0,0,0,0,0,0,0,0]
[null,null,747,7.4599999999998854,0.60303330392451671,0.60303330392451671,0.60303330392451671,0.60303330392451671,0.60303330392451671,0.60303330392451671,0.60303330392451671,0.60303330392451671,0.60303330392451671,0.60303330392451671,0.60303330392451671,0.60303330392451671,0.60303330392451671,0.60303330392451671,0.60303330392451671,0.60303330392451671,0.60303330392451671,0.60303330392451671,0.60303330392451671,0.60303330392451671,null,7.4599999999998854,0,0,0,0,0,0,0,0,0,0,0,0,0,0,0,0,0,0,0,0]
[null,null,748,7.4699999999998852,0.60490048926236251,0.60490048926236251,0.60490048926236251,0.60490048926236251,0.60490048926236251,0.60490048926236251,0.60490048926236251,0.60490048926236251,0.60490048926236251,0.60490048926236251,0.60490048926236251,0.60490048926236251,0.60490048926236251,0.60490048926236251,0.60490048926236251,0.60490048926236251,0.60490048926236251,0.60490048926236251,0.60490048926236251,0.60490048926236251,null,7.4699999999998852,0,0,0,0,0,0,0,0,0,0,0,0,0,0,0,0,0,0,0,0]
[null,null,749,7.479999999999885,0.60677327142845738,0.60677327142845738,0.60677327142845738,0.60677327142845738,0.60677327142845738,0.60677327142845738,0.60677327142845738,0.60677327142845738,0.60677327142845738,0.60677327142845738,0.60677327142845738,0.60677327142845738,0.60677327142845738,0.60677327142845738,0.60677327142845738,0.60677327142845738,0.60677327142845738,0.60677327142845738,0.60677327142845738,0.60677327142845738,null,7.479999999999885,0,0,0,0,0,0,0,0,0,0,0,0,0,0,0,0,0,0,0,0]
[null,null,750,7.4899999999998847,0.60865166307040552,0.60865166307040552,0.60865166307040552,0.60865166307040552,0.60865166307040552,0.60865166307040552,0.60865166307040552,0.60865166307040552,0.60865166307040552,0.60865166307040552,0.60865166307040552,0.60865166307040552,0.60865166307040552,0.60865166307040552,0.60865166307040552,0.60865166307040552,0.60865166307040552,0.60865166307040552,0.60865166307040552,0.60865166307040552,null,7.4899999999998847,0,0,0,0,0,0,0,0,0,0,0,0,0,0,0,0,0,0,0,0]
[null,null,751,7.4999999999998845,0.61053567684615773,0.61053567684615773,0.61053567684615773,0.61053567684615773,0.61053567684615773,0.61053567684615773,0.61053567684615773,0.61053567684615773,0.61053567684615773,0.61053567684615773,0.61053567684615773,0.61053567684615773,0.61053567684615773,0.61053567684615773,0.61053567684615773,0.61053567684615773,0.61053567684615773,0.61053567684615773,0.61053567684615773,0.61053567684615773,null,7.4999999999998845,0,0,0,0,0,0,0,0,0,0,0,0,0,0,0,0,0,0,0,0]
[null,null,752,7.5099999999998843,0.61242532542401007,0.61242532542401007,0.61242532542401007,0.61242532542401007,0.61242532542401007,0.61242532542401007,0.61242532542401007,0.61242532542401007,0.61242532542401007,0.61242532542401007,0.61242532542401007,0.61242532542401007,0.61242532542401007,0.61242532542401007,0.61242532542401007,0.61242532542401007,0.61242532542401007,0.61242532542401007,0.61242532542401007,0.61242532542401007,null,7.5099999999998843,0,0,0,0,0,0,0,0,0,0,0,0,0,0,0,0,0,0,0,0]
[null,null,753,7.5199999999998841,0.61432062148260558,0.61432062148260558,0.61432062148260558,0.61432062148260558,0.61432062148260558,0.61432062148260558,0.61432062148260558,0.61432062148260558,0.61432062148260558,0.61432062148260558,0.61432062148260558,0.61432062148260558,0.61432062148260558,0.61432062148260558,0.61432062148260558,0.61432062148260558,0.61432062148260558,0.61432062148260558,0.61432062148260558,0.61432062148260558,null,7.5199999999998841,0,0,0,0,0,0,0,0,0,0,0,0,0,0,0,0,0,0,0,0]
[null,null,754,7.5299999999998839,0.61622157771093222,0.61622157771093222,0.61622157771093222,0.61622157771093222,0.61622157771093222,0.61622157771093222,0.61622157771093222,0.61622157771093222,0.61622157771093222,0.61622157771093222,0.61622157771093222,0.61622157771093222,0.61622157771093222,0.61622157771093222,0.61622157771093222,0.61622157771093222,0.61622157771093222,0.61622157771093222,0.61622157771093222,0.61622157771093222,null,7.5299999999998839,0,0,0,0,0,0,0,0,0,0,0,0,0,0,0,0,0,0,0,0]
[null,null,755,7.5399999999998837,0.61812820680832481,0.61812820680832481,0.61812820680832481,0.61812820680832481,0.61812820680832481,0.61812820680832481,0.61812820680832481,0.61812820680832481,0.61812820680832481,0.61812820680832481,0.61812820680832481,0.61812820680832481,0.61812820680832481,0.61812820680832481,0.61812820680832481,0.61812820680832481,0.61812820680832481,0.61812820680832481,0.61812820680832481,0.61812820680832481,null,7.5399999999998837,0,0,0,0,0,0,0,0,0,0,0,0,0,0,0,0,0,0,0,0]
[null,null,756,7.5499999999998835,0.62004052148446365,0.62004052148446365,0.62004052148446365,0.62004052148446365,0.62004052148446365,0.62004052148446365,0.62004052148446365,0.62004052148446365,0.62004052148446365,0.62004052148446365,0.62004052148446365,0.62004052148446365,0.62004052148446365,0.62004052148446365,0.62004052148446365,0.62004052148446365,0.62004052148446365,0.62004052148446365,0.62004052148446365,0.62004052148446365,null,7.5499999999998835,0,0,0,0,0,0,0,0,0,0,0,0,0,0,0,0,0,0,0,0]
[null,null,757,7.5599999999998833,0.62195853445937488,0.62195853445937488,0.62195853445937488,0.62195853445937488,0.62195853445937488,0.62195853445937488,0.62195853445937488,0.62195853445937488,0.62195853445937488,0.62195853445937488,0.62195853445937488,0.62195853445937488,0.62195853445937488,0.62195853445937488,0.62195853445937488,0.62195853445937488,0.62195853445937488,0.62195853445937488,0.62195853445937488,0.62195853445937488,null,7.5599999999998833,0,0,0,0,0,0,0,0,0,0,0,0,0,0,0,0,0,0,0,0]
[null,null,758,7.569999999999883,0.62388225846343126,0.62388225846343126,0.62388225846343126,0.62388225846343126,0.62388225846343126,0.62388225846343126,0.62388225846343126,0.62388225846343126,0.62388225846343126,0.62388225846343126,0.62388225846343126,0.62388225846343126,0.62388225846343126,0.62388225846343126,0.62388225846343126,0.62388225846343126,0.62388225846343126,0.62388225846343126,0.62388225846343126,0.62388225846343126,null,7.569999999999883,0,0,0,0,0,0,0,0,0,0,0,0,0,0,0,0,0,0,0,0]
[null,null,759,7.5799999999998828,0.62581170623735127,0.62581170623735127,0.62581170623735127,0.62581170623735127,0.62581170623735127,0.62581170623735127,0.62581170623735127,0.62581170623735127,0.62581170623735127,0.62581170623735127,0.62581170623735127,0.62581170623735127,0.62581170623735127,0.62581170623735127,0.62581170623735127,0.62581170623735127,0.62581170623735127,0.62581170623735127,0.62581170623735127,0.62581170623735127,null,7.5799999999998828,0,0,0,0,0,0,0,0,0,0,0,0,0,0,0,0,0,0,0,0]
[null,null,760,7.5899999999998826,0.62774689053219912,0.62774689053219912,0.62774689053219912,0.62774689053219912,0.62774689053219912,0.62774689053219912,0.62774689053219912,0.62774689053219912,0.62774689053219912,0.62774689053219912,0.62774689053219912,0.62774689053219912,0.62774689053219912,0.62774689053219912,0.62774689053219912,0.62774689053219912,0.62774689053219912,0.62774689053219912,0.62774689053219912,0.62774689053219912,null,7.5899999999998826,0,0,0,0,0,0,0,0,0,0,0,0,0,0,0,0,0,0,0,0]
[null,null,761,7.5999999999998824,0.62968782410938529,0.62968782410938529,0.62968782410938529,0.62968782410938529,0.62968782410938529,0.62968782410938529,0.62968782410938529,0.62968782410938529,0.62968782410938529,0.62968782410938529,0.62968782410938529,0.62968782410938529,0.62968782410938529,0.62968782410938529,0.62968782410938529,0.62968782410938529,0.62968782410938529,0.62968782410938529,0.62968782410938529,0.62968782410938529,null,7.5999999999998824,0,0,0,0,0,0,0,0,0,0,0,0,0,0,0,0,0,0,0,0]
[null,null,762,7.6099999999998822,0.63163451974066609,0.63163451974066609,0.63163451974066609,0.63163451974066609,0.63163451974066609,0.63163451974066609,0.63163451974066609,0.63163451974066609,0.63163451974066609,0.63163451974066609,0.63163451974066609,0.63163451974066609,0.63163451974066609,0.63163451974066609,0.63163451974066609,0.63163451974066609,0.63163451974066609,0.63163451974066609,0.63163451974066609,0.63163451974066609,null,7.6099999999998822,0,0,0,0,0,0,0,0,0,0,0,0,0,0,0,0,0,0,0,0]
[null,null,763,7.619999999999882,0.63358699020814413,0.63358699020814413,0.63358699020814413,0.63358699020814413,0.63358699020814413,0.63358699020814413,0.63358699020814413,0.63358699020814413,0.63358699020814413,0.63358699020814413,0.63358699020814413,0.63358699020814413,0.63358699020814413,0.63358699020814413,0.63358699020814413,0.63358699020814413,0.63358699020814413,0.63358699020814413,0.63358699020814413,0.63358699020814413,null,7.619999999999882,0,0,0,0,0,0,0,0,0,0,0,0,0,0,0,0,0,0,0,0]
[null,null,764,7.6299999999998818,0.63554524830426751,0.63554524830426751,0.63554524830426751,0.63554524830426751,0.63554524830426751,0.63554524830426751,0.63554524830426751,0.63554524830426751,0.63554524830426751,0.63554524830426751,0.63554524830426751,0.63554524830426751,0.63554524830426751,0.63554524830426751,0.63554524830426751,0.63554524830426751,0.63554524830426751,0.63554524830426751,0.63554524830426751,0.63554524830426751,null,7.6299999999998818,0,0,0,0,0,0,0,0,0,0,0,0,0,0,0,0,0,0,0,0]
[null,null,765,7.6399999999998816,0.63750930683183082,0.63750930683183082,0.63750930683183082,0.63750930683183082,0.63750930683183082,0.63750930683183082,0.63750930683183082,0.63750930683183082,0.63750930683183082,0.63750930683183082,0.63750930683183082,0.63750930683183082,0.63750930683183082,0.63750930683183082,0.63750930683183082,0.63750930683183082,0.63750930683183082,0.63750930683183082,0.63750930683183082,0.63750930683183082,null,7.6399999999998816,0,0,0,0,0,0,0,0,0,0,0,0,0,0,0,0,0,0,0,0]
[null,null,766,7.6499999999998813,0.63947917860397441,0.63947917860397441,0.63947917860397441,0.63947917860397441,0.63947917860397441,0.63947917860397441,0.63947917860397441,0.63947917860397441,0.63947917860397441,0.63947917860397441,0.63947917860397441,0.63947917860397441,0.63947917860397441,0.63947917860397441,0.63947917860397441,0.63947917860397441,0.63947917860397441,0.63947917860397441,0.63947917860397441,0.63947917860397441,null,7.6499999999998813,0,0,0,0,0,0,0,0,0,0,0,0,0,0,0,0,0,0,0,0]
[null,null,767,7.6599999999998811,0.64145487644418464,0.64145487644418464,0.64145487644418464,0.64145487644418464,0.64145487644418464,0.64145487644418464,0.64145487644418464,0.64145487644418464,0.64145487644418464,0.64145487644418464,0.64145487644418464,0.64145487644418464,0.64145487644418464,0.64145487644418464,0.64145487644418464,0.64145487644418464,0.64145487644418464,0.64145487644418464,0.64145487644418464,0.64145487644418464,null,7.6599999999998811,0,0,0,0,0,0,0,0,0,0,0,0,0,0,0,0,0,0,0,0]
[null,null,768,7.6699999999998809,0.64343641318629385,0.64343641318629385,0.64343641318629385,0.64343641318629385,0.64343641318629385,0.64343641318629385,0.64343641318629385,0.64343641318629385,0.64343641318629385,0.64343641318629385,0.64343641318629385,0.64343641318629385,0.64343641318629385,0.64343641318629385,0.64343641318629385,0.64343641318629385,0.64343641318629385,0.64343641318629385,0.64343641318629385,0.64343641318629385,null,7.6699999999998809,0,0,0,0,0,0,0,0,0,0,0,0,0,0,0,0,0,0,0,0]
[null,null,769,7.6799999999998807,0.6454238016744801,0.6454238016744801,0.6454238016744801,0.6454238016744801,0.6454238016744801,0.6454238016744801,0.6454238016744801,0.6454238016744801,0.6454238016744801,0.6454238016744801,0.6454238016744801,0.6454238016744801,0.6454238016744801,0.6454238016744801,0.6454238016744801,0.6454238016744801,0.6454238016744801,0.6454238016744801,0.6454238016744801,0.6454238016744801,null,7.6799999999998807,0,0,0,0,0,0,0,0,0,0,0,0,0,0,0,0,0,0,0,0]
[null,null,770,{"$f":"D813+0.01","v":7.6899999999998805},{"$f":"IF(AD$16=0,0,IF(E$36*$D814^4  +    E$37*$D814^3   +    E$38*$D814^2    +    E$39*$D814   +    E$40>1,1,E$36*$D814^4  +    E$37*$D814^3   +    E$38*$D814^2    +    E$39*$D814   +    E$40))","v":0.64741705476326838},{"$f":"IF(AE$16=0,0,IF(F$36*$D814^4  +    F$37*$D814^3   +    F$38*$D814^2    +    F$39*$D814   +    F$40>1,1,F$36*$D814^4  +    F$37*$D814^3   +    F$38*$D814^2    +    F$39*$D814   +    F$40))","v":0.64741705476326838},{"$f":"IF(AF$16=0,0,IF(G$36*$D814^4  +    G$37*$D814^3   +    G$38*$D814^2    +    G$39*$D814   +    G$40>1,1,G$36*$D814^4  +    G$37*$D814^3   +    G$38*$D814^2    +    G$39*$D814   +    G$40))","v":0.64741705476326838},{"$f":"IF(AG$16=0,0,IF(H$36*$D814^4  +    H$37*$D814^3   +    H$38*$D814^2    +    H$39*$D814   +    H$40>1,1,H$36*$D814^4  +    H$37*$D814^3   +    H$38*$D814^2    +    H$39*$D814   +    H$40))","v":0.64741705476326838},0.64741705476326838,0.64741705476326838,0.64741705476326838,0.64741705476326838,0.64741705476326838,0.64741705476326838,0.64741705476326838,0.64741705476326838,0.64741705476326838,0.64741705476326838,0.64741705476326838,0.64741705476326838,0.64741705476326838,0.64741705476326838,0.64741705476326838,0.64741705476326838,null,{"$f":"Z813+0.01","v":7.6899999999998805},{"$f":"IF(AA$43<>0,INDEX(E$45:E$1045, MATCH($Z814*(AA$43/24), $D$45:$D$1045)), 0)","v":0},{"$f":"IF(AB$43<>0,INDEX(F$45:F$1045, MATCH($Z814*(AB$43/24), $D$45:$D$1045)), 0)","v":0},{"$f":"IF(AC$43<>0,INDEX(G$45:G$1045, MATCH($Z814*(AC$43/24), $D$45:$D$1045)), 0)","v":0},{"$f":"IF(AD$43<>0,INDEX(H$45:H$1045, MATCH($Z814*(AD$43/24), $D$45:$D$1045)), 0)","v":0},{"$f":"IF(AE$43<>0,INDEX(I$45:I$1045, MATCH($Z814*(AE$43/24), $D$45:$D$1045)), 0)","v":0},{"$f":"IF(AF$43<>0,INDEX(J$45:J$1045, MATCH($Z814*(AF$43/24), $D$45:$D$1045)), 0)","v":0},{"$f":"IF(AG$43<>0,INDEX(K$45:K$1045, MATCH($Z814*(AG$43/24), $D$45:$D$1045)), 0)","v":0},{"$f":"IF(AH$43<>0,INDEX(L$45:L$1045, MATCH($Z814*(AH$43/24), $D$45:$D$1045)), 0)","v":0},{"$f":"IF(AI$43<>0,INDEX(M$45:M$1045, MATCH($Z814*(AI$43/24), $D$45:$D$1045)), 0)","v":0},{"$f":"IF(AJ$43<>0,INDEX(N$45:N$1045, MATCH($Z814*(AJ$43/24), $D$45:$D$1045)), 0)","v":0},{"$f":"IF(AK$43<>0,INDEX(O$45:O$1045, MATCH($Z814*(AK$43/24), $D$45:$D$1045)), 0)","v":0},{"$f":"IF(AL$43<>0,INDEX(P$45:P$1045, MATCH($Z814*(AL$43/24), $D$45:$D$1045)), 0)","v":0},{"$f":"IF(AM$43<>0,INDEX(Q$45:Q$1045, MATCH($Z814*(AM$43/24), $D$45:$D$1045)), 0)","v":0},{"$f":"IF(AN$43<>0,INDEX(R$45:R$1045, MATCH($Z814*(AN$43/24), $D$45:$D$1045)), 0)","v":0},{"$f":"IF(AO$43<>0,INDEX(S$45:S$1045, MATCH($Z814*(AO$43/24), $D$45:$D$1045)), 0)","v":0},{"$f":"IF(AP$43<>0,INDEX(T$45:T$1045, MATCH($Z814*(AP$43/24), $D$45:$D$1045)), 0)","v":0},{"$f":"IF(AQ$43<>0,INDEX(U$45:U$1045, MATCH($Z814*(AQ$43/24), $D$45:$D$1045)), 0)","v":0},{"$f":"IF(AR$43<>0,INDEX(V$45:V$1045, MATCH($Z814*(AR$43/24), $D$45:$D$1045)), 0)","v":0},{"$f":"IF(AS$43<>0,INDEX(W$45:W$1045, MATCH($Z814*(AS$43/24), $D$45:$D$1045)), 0)","v":0},{"$f":"IF(AT$43<>0,INDEX(X$45:X$1045, MATCH($Z814*(AT$43/24), $D$45:$D$1045)), 0)","v":0}]
[null,null,{"$f":"C814+1","v":771},7.6999999999998803,0.64941618531752832,0.64941618531752832,0.64941618531752832,0.64941618531752832,0.64941618531752832,0.64941618531752832,0.64941618531752832,0.64941618531752832,0.64941618531752832,0.64941618531752832,0.64941618531752832,0.64941618531752832,0.64941618531752832,0.64941618531752832,0.64941618531752832,0.64941618531752832,0.64941618531752832,0.64941618531752832,0.64941618531752832,0.64941618531752832,null,7.6999999999998803,0,0,0,0,0,0,0,0,0,0,0,0,0,0,0,0,0,0,0,0]
[null,null,772,7.7099999999998801,0.65142120621247679,0.65142120621247679,0.65142120621247679,0.65142120621247679,0.65142120621247679,0.65142120621247679,0.65142120621247679,0.65142120621247679,0.65142120621247679,0.65142120621247679,0.65142120621247679,0.65142120621247679,0.65142120621247679,0.65142120621247679,0.65142120621247679,0.65142120621247679,0.65142120621247679,0.65142120621247679,0.65142120621247679,0.65142120621247679,null,7.7099999999998801,0,0,0,0,0,0,0,0,0,0,0,0,0,0,0,0,0,0,0,0]
[null,null,773,7.7199999999998798,0.65343213033367586,0.65343213033367586,0.65343213033367586,0.65343213033367586,0.65343213033367586,0.65343213033367586,0.65343213033367586,0.65343213033367586,0.65343213033367586,0.65343213033367586,0.65343213033367586,0.65343213033367586,0.65343213033367586,0.65343213033367586,0.65343213033367586,0.65343213033367586,0.65343213033367586,0.65343213033367586,0.65343213033367586,0.65343213033367586,null,7.7199999999998798,0,0,0,0,0,0,0,0,0,0,0,0,0,0,0,0,0,0,0,0]
[null,null,774,7.7299999999998796,0.65544897057703388,0.65544897057703388,0.65544897057703388,0.65544897057703388,0.65544897057703388,0.65544897057703388,0.65544897057703388,0.65544897057703388,0.65544897057703388,0.65544897057703388,0.65544897057703388,0.65544897057703388,0.65544897057703388,0.65544897057703388,0.65544897057703388,0.65544897057703388,0.65544897057703388,0.65544897057703388,0.65544897057703388,0.65544897057703388,null,7.7299999999998796,0,0,0,0,0,0,0,0,0,0,0,0,0,0,0,0,0,0,0,0]
[null,null,775,7.7399999999998794,0.65747173984880503,0.65747173984880503,0.65747173984880503,0.65747173984880503,0.65747173984880503,0.65747173984880503,0.65747173984880503,0.65747173984880503,0.65747173984880503,0.65747173984880503,0.65747173984880503,0.65747173984880503,0.65747173984880503,0.65747173984880503,0.65747173984880503,0.65747173984880503,0.65747173984880503,0.65747173984880503,0.65747173984880503,0.65747173984880503,null,7.7399999999998794,0,0,0,0,0,0,0,0,0,0,0,0,0,0,0,0,0,0,0,0]
[null,null,776,7.7499999999998792,0.65950045106558985,0.65950045106558985,0.65950045106558985,0.65950045106558985,0.65950045106558985,0.65950045106558985,0.65950045106558985,0.65950045106558985,0.65950045106558985,0.65950045106558985,0.65950045106558985,0.65950045106558985,0.65950045106558985,0.65950045106558985,0.65950045106558985,0.65950045106558985,0.65950045106558985,0.65950045106558985,0.65950045106558985,0.65950045106558985,null,7.7499999999998792,0,0,0,0,0,0,0,0,0,0,0,0,0,0,0,0,0,0,0,0]
[null,null,777,7.759999999999879,0.66153511715433455,0.66153511715433455,0.66153511715433455,0.66153511715433455,0.66153511715433455,0.66153511715433455,0.66153511715433455,0.66153511715433455,0.66153511715433455,0.66153511715433455,0.66153511715433455,0.66153511715433455,0.66153511715433455,0.66153511715433455,0.66153511715433455,0.66153511715433455,0.66153511715433455,0.66153511715433455,0.66153511715433455,0.66153511715433455,null,7.759999999999879,0,0,0,0,0,0,0,0,0,0,0,0,0,0,0,0,0,0,0,0]
[null,null,778,7.7699999999998788,0.66357575105233135,0.66357575105233135,0.66357575105233135,0.66357575105233135,0.66357575105233135,0.66357575105233135,0.66357575105233135,0.66357575105233135,0.66357575105233135,0.66357575105233135,0.66357575105233135,0.66357575105233135,0.66357575105233135,0.66357575105233135,0.66357575105233135,0.66357575105233135,0.66357575105233135,0.66357575105233135,0.66357575105233135,0.66357575105233135,null,7.7699999999998788,0,0,0,0,0,0,0,0,0,0,0,0,0,0,0,0,0,0,0,0]
[null,null,779,7.7799999999998786,0.66562236570721867,0.66562236570721867,0.66562236570721867,0.66562236570721867,0.66562236570721867,0.66562236570721867,0.66562236570721867,0.66562236570721867,0.66562236570721867,0.66562236570721867,0.66562236570721867,0.66562236570721867,0.66562236570721867,0.66562236570721867,0.66562236570721867,0.66562236570721867,0.66562236570721867,0.66562236570721867,0.66562236570721867,0.66562236570721867,null,7.7799999999998786,0,0,0,0,0,0,0,0,0,0,0,0,0,0,0,0,0,0,0,0]
[null,null,780,7.7899999999998784,0.66767497407698051,0.66767497407698051,0.66767497407698051,0.66767497407698051,0.66767497407698051,0.66767497407698051,0.66767497407698051,0.66767497407698051,0.66767497407698051,0.66767497407698051,0.66767497407698051,0.66767497407698051,0.66767497407698051,0.66767497407698051,0.66767497407698051,0.66767497407698051,0.66767497407698051,0.66767497407698051,0.66767497407698051,0.66767497407698051,null,7.7899999999998784,0,0,0,0,0,0,0,0,0,0,0,0,0,0,0,0,0,0,0,0]
[null,null,781,7.7999999999998781,0.66973358912994729,0.66973358912994729,0.66973358912994729,0.66973358912994729,0.66973358912994729,0.66973358912994729,0.66973358912994729,0.66973358912994729,0.66973358912994729,0.66973358912994729,0.66973358912994729,0.66973358912994729,0.66973358912994729,0.66973358912994729,0.66973358912994729,0.66973358912994729,0.66973358912994729,0.66973358912994729,0.66973358912994729,0.66973358912994729,null,7.7999999999998781,0,0,0,0,0,0,0,0,0,0,0,0,0,0,0,0,0,0,0,0]
[null,null,782,7.8099999999998779,0.67179822384479537,0.67179822384479537,0.67179822384479537,0.67179822384479537,0.67179822384479537,0.67179822384479537,0.67179822384479537,0.67179822384479537,0.67179822384479537,0.67179822384479537,0.67179822384479537,0.67179822384479537,0.67179822384479537,0.67179822384479537,0.67179822384479537,0.67179822384479537,0.67179822384479537,0.67179822384479537,0.67179822384479537,0.67179822384479537,null,7.8099999999998779,0,0,0,0,0,0,0,0,0,0,0,0,0,0,0,0,0,0,0,0]
[null,null,783,7.8199999999998777,0.67386889121054694,0.67386889121054694,0.67386889121054694,0.67386889121054694,0.67386889121054694,0.67386889121054694,0.67386889121054694,0.67386889121054694,0.67386889121054694,0.67386889121054694,0.67386889121054694,0.67386889121054694,0.67386889121054694,0.67386889121054694,0.67386889121054694,0.67386889121054694,0.67386889121054694,0.67386889121054694,0.67386889121054694,0.67386889121054694,null,7.8199999999998777,0,0,0,0,0,0,0,0,0,0,0,0,0,0,0,0,0,0,0,0]
[null,null,784,7.8299999999998775,0.67594560422657024,0.67594560422657024,0.67594560422657024,0.67594560422657024,0.67594560422657024,0.67594560422657024,0.67594560422657024,0.67594560422657024,0.67594560422657024,0.67594560422657024,0.67594560422657024,0.67594560422657024,0.67594560422657024,0.67594560422657024,0.67594560422657024,0.67594560422657024,0.67594560422657024,0.67594560422657024,0.67594560422657024,0.67594560422657024,null,7.8299999999998775,0,0,0,0,0,0,0,0,0,0,0,0,0,0,0,0,0,0,0,0]
[null,null,785,7.8399999999998773,0.67802837590257947,0.67802837590257947,0.67802837590257947,0.67802837590257947,{"$f":"IF(AH$16=0,0,IF(I$36*$D829^4  +    I$37*$D829^3   +    I$38*$D829^2    +    I$39*$D829   +    I$40>1,1,I$36*$D829^4  +    I$37*$D829^3   +    I$38*$D829^2    +    I$39*$D829   +    I$40))","v":0.67802837590257947},{"$f":"IF(AI$16=0,0,IF(J$36*$D829^4  +    J$37*$D829^3   +    J$38*$D829^2    +    J$39*$D829   +    J$40>1,1,J$36*$D829^4  +    J$37*$D829^3   +    J$38*$D829^2    +    J$39*$D829   +    J$40))","v":0.67802837590257947},{"$f":"IF(AJ$16=0,0,IF(K$36*$D829^4  +    K$37*$D829^3   +    K$38*$D829^2    +    K$39*$D829   +    K$40>1,1,K$36*$D829^4  +    K$37*$D829^3   +    K$38*$D829^2    +    K$39*$D829   +    K$40))","v":0.67802837590257947},{"$f":"IF(AK$16=0,0,IF(L$36*$D829^4  +    L$37*$D829^3   +    L$38*$D829^2    +    L$39*$D829   +    L$40>1,1,L$36*$D829^4  +    L$37*$D829^3   +    L$38*$D829^2    +    L$39*$D829   +    L$40))","v":0.67802837590257947},{"$f":"IF(AL$16=0,0,IF(M$36*$D829^4  +    M$37*$D829^3   +    M$38*$D829^2    +    M$39*$D829   +    M$40>1,1,M$36*$D829^4  +    M$37*$D829^3   +    M$38*$D829^2    +    M$39*$D829   +    M$40))","v":0.67802837590257947},{"$f":"IF(AM$16=0,0,IF(N$36*$D829^4  +    N$37*$D829^3   +    N$38*$D829^2    +    N$39*$D829   +    N$40>1,1,N$36*$D829^4  +    N$37*$D829^3   +    N$38*$D829^2    +    N$39*$D829   +    N$40))","v":0.67802837590257947},{"$f":"IF(AN$16=0,0,IF(O$36*$D829^4  +    O$37*$D829^3   +    O$38*$D829^2    +    O$39*$D829   +    O$40>1,1,O$36*$D829^4  +    O$37*$D829^3   +    O$38*$D829^2    +    O$39*$D829   +    O$40))","v":0.67802837590257947},{"$f":"IF(AO$16=0,0,IF(P$36*$D829^4  +    P$37*$D829^3   +    P$38*$D829^2    +    P$39*$D829   +    P$40>1,1,P$36*$D829^4  +    P$37*$D829^3   +    P$38*$D829^2    +    P$39*$D829   +    P$40))","v":0.67802837590257947},{"$f":"IF(AP$16=0,0,IF(Q$36*$D829^4  +    Q$37*$D829^3   +    Q$38*$D829^2    +    Q$39*$D829   +    Q$40>1,1,Q$36*$D829^4  +    Q$37*$D829^3   +    Q$38*$D829^2    +    Q$39*$D829   +    Q$40))","v":0.67802837590257947},{"$f":"IF(AQ$16=0,0,IF(R$36*$D829^4  +    R$37*$D829^3   +    R$38*$D829^2    +    R$39*$D829   +    R$40>1,1,R$36*$D829^4  +    R$37*$D829^3   +    R$38*$D829^2    +    R$39*$D829   +    R$40))","v":0.67802837590257947},{"$f":"IF(AR$16=0,0,IF(S$36*$D829^4  +    S$37*$D829^3   +    S$38*$D829^2    +    S$39*$D829   +    S$40>1,1,S$36*$D829^4  +    S$37*$D829^3   +    S$38*$D829^2    +    S$39*$D829   +    S$40))","v":0.67802837590257947},{"$f":"IF(AS$16=0,0,IF(T$36*$D829^4  +    T$37*$D829^3   +    T$38*$D829^2    +    T$39*$D829   +    T$40>1,1,T$36*$D829^4  +    T$37*$D829^3   +    T$38*$D829^2    +    T$39*$D829   +    T$40))","v":0.67802837590257947},{"$f":"IF(AT$16=0,0,IF(U$36*$D829^4  +    U$37*$D829^3   +    U$38*$D829^2    +    U$39*$D829   +    U$40>1,1,U$36*$D829^4  +    U$37*$D829^3   +    U$38*$D829^2    +    U$39*$D829   +    U$40))","v":0.67802837590257947},{"$f":"IF(AU$16=0,0,IF(V$36*$D829^4  +    V$37*$D829^3   +    V$38*$D829^2    +    V$39*$D829   +    V$40>1,1,V$36*$D829^4  +    V$37*$D829^3   +    V$38*$D829^2    +    V$39*$D829   +    V$40))","v":0.67802837590257947},{"$f":"IF(AV$16=0,0,IF(W$36*$D829^4  +    W$37*$D829^3   +    W$38*$D829^2    +    W$39*$D829   +    W$40>1,1,W$36*$D829^4  +    W$37*$D829^3   +    W$38*$D829^2    +    W$39*$D829   +    W$40))","v":0.67802837590257947},{"$f":"IF(AW$16=0,0,IF(X$36*$D829^4  +    X$37*$D829^3   +    X$38*$D829^2    +    X$39*$D829   +    X$40>1,1,X$36*$D829^4  +    X$37*$D829^3   +    X$38*$D829^2    +    X$39*$D829   +    X$40))","v":0.67802837590257947},null,7.8399999999998773,0,0,0,0,0,0,0,0,0,0,0,0,0,0,0,0,0,0,0,0]
[null,null,786,7.8499999999998771,0.68011721925863489,0.68011721925863489,0.68011721925863489,0.68011721925863489,0.68011721925863489,0.68011721925863489,0.68011721925863489,0.68011721925863489,0.68011721925863489,0.68011721925863489,0.68011721925863489,0.68011721925863489,0.68011721925863489,0.68011721925863489,0.68011721925863489,0.68011721925863489,0.68011721925863489,0.68011721925863489,0.68011721925863489,0.68011721925863489,null,7.8499999999998771,0,0,0,0,0,0,0,0,0,0,0,0,0,0,0,0,0,0,0,0]
[null,null,787,7.8599999999998769,0.68221214732514257,0.68221214732514257,0.68221214732514257,0.68221214732514257,0.68221214732514257,0.68221214732514257,0.68221214732514257,0.68221214732514257,0.68221214732514257,0.68221214732514257,0.68221214732514257,0.68221214732514257,0.68221214732514257,0.68221214732514257,0.68221214732514257,0.68221214732514257,0.68221214732514257,0.68221214732514257,0.68221214732514257,0.68221214732514257,null,7.8599999999998769,0,0,0,0,0,0,0,0,0,0,0,0,0,0,0,0,0,0,0,0]
[null,null,788,7.8699999999998766,0.684313173142855,0.684313173142855,0.684313173142855,0.684313173142855,0.684313173142855,0.684313173142855,0.684313173142855,0.684313173142855,0.684313173142855,0.684313173142855,0.684313173142855,0.684313173142855,0.684313173142855,0.684313173142855,0.684313173142855,0.684313173142855,0.684313173142855,0.684313173142855,0.684313173142855,0.684313173142855,null,7.8699999999998766,0,0,0,0,0,0,0,0,0,0,0,0,0,0,0,0,0,0,0,0]
[null,null,789,7.8799999999998764,0.68642030976287016,0.68642030976287016,0.68642030976287016,0.68642030976287016,0.68642030976287016,0.68642030976287016,0.68642030976287016,0.68642030976287016,0.68642030976287016,0.68642030976287016,0.68642030976287016,0.68642030976287016,0.68642030976287016,0.68642030976287016,0.68642030976287016,0.68642030976287016,0.68642030976287016,0.68642030976287016,0.68642030976287016,0.68642030976287016,null,7.8799999999998764,0,0,0,0,0,0,0,0,0,0,0,0,0,0,0,0,0,0,0,0]
[null,null,790,7.8899999999998762,0.68853357024663242,0.68853357024663242,0.68853357024663242,0.68853357024663242,0.68853357024663242,0.68853357024663242,0.68853357024663242,0.68853357024663242,0.68853357024663242,0.68853357024663242,0.68853357024663242,0.68853357024663242,0.68853357024663242,0.68853357024663242,0.68853357024663242,0.68853357024663242,0.68853357024663242,0.68853357024663242,0.68853357024663242,0.68853357024663242,null,7.8899999999998762,0,0,0,0,0,0,0,0,0,0,0,0,0,0,0,0,0,0,0,0]
[null,null,791,7.899999999999876,0.69065296766593198,0.69065296766593198,0.69065296766593198,0.69065296766593198,0.69065296766593198,0.69065296766593198,0.69065296766593198,0.69065296766593198,0.69065296766593198,0.69065296766593198,0.69065296766593198,0.69065296766593198,0.69065296766593198,0.69065296766593198,0.69065296766593198,0.69065296766593198,0.69065296766593198,0.69065296766593198,0.69065296766593198,0.69065296766593198,null,7.899999999999876,0,0,0,0,0,0,0,0,0,0,0,0,0,0,0,0,0,0,0,0]
[null,null,792,7.9099999999998758,0.69277851510290478,0.69277851510290478,0.69277851510290478,0.69277851510290478,0.69277851510290478,0.69277851510290478,0.69277851510290478,0.69277851510290478,0.69277851510290478,0.69277851510290478,0.69277851510290478,0.69277851510290478,0.69277851510290478,0.69277851510290478,0.69277851510290478,0.69277851510290478,0.69277851510290478,0.69277851510290478,0.69277851510290478,0.69277851510290478,null,7.9099999999998758,0,0,0,0,0,0,0,0,0,0,0,0,0,0,0,0,0,0,0,0]
[null,null,793,7.9199999999998756,0.69491022565003324,0.69491022565003324,0.69491022565003324,0.69491022565003324,0.69491022565003324,0.69491022565003324,0.69491022565003324,0.69491022565003324,0.69491022565003324,0.69491022565003324,0.69491022565003324,0.69491022565003324,0.69491022565003324,0.69491022565003324,0.69491022565003324,0.69491022565003324,0.69491022565003324,0.69491022565003324,0.69491022565003324,0.69491022565003324,null,7.9199999999998756,0,0,0,0,0,0,0,0,0,0,0,0,0,0,0,0,0,0,0,0]
[null,null,794,7.9299999999998754,0.69704811241014542,0.69704811241014542,0.69704811241014542,0.69704811241014542,0.69704811241014542,0.69704811241014542,0.69704811241014542,0.69704811241014542,0.69704811241014542,0.69704811241014542,0.69704811241014542,0.69704811241014542,0.69704811241014542,0.69704811241014542,0.69704811241014542,0.69704811241014542,0.69704811241014542,0.69704811241014542,0.69704811241014542,0.69704811241014542,null,7.9299999999998754,0,0,0,0,0,0,0,0,0,0,0,0,0,0,0,0,0,0,0,0]
[null,null,795,7.9399999999998752,0.69919218849641562,0.69919218849641562,0.69919218849641562,0.69919218849641562,0.69919218849641562,0.69919218849641562,0.69919218849641562,0.69919218849641562,0.69919218849641562,0.69919218849641562,0.69919218849641562,0.69919218849641562,0.69919218849641562,0.69919218849641562,0.69919218849641562,0.69919218849641562,0.69919218849641562,0.69919218849641562,0.69919218849641562,0.69919218849641562,null,7.9399999999998752,0,0,0,0,0,0,0,0,0,0,0,0,0,0,0,0,0,0,0,0]
[null,null,796,7.9499999999998749,0.70134246703236391,0.70134246703236391,0.70134246703236391,0.70134246703236391,0.70134246703236391,0.70134246703236391,0.70134246703236391,0.70134246703236391,0.70134246703236391,0.70134246703236391,0.70134246703236391,0.70134246703236391,0.70134246703236391,0.70134246703236391,0.70134246703236391,0.70134246703236391,0.70134246703236391,0.70134246703236391,0.70134246703236391,0.70134246703236391,null,7.9499999999998749,0,0,0,0,0,0,0,0,0,0,0,0,0,0,0,0,0,0,0,0]
[null,null,797,7.9599999999998747,0.70349896115185628,0.70349896115185628,0.70349896115185628,0.70349896115185628,0.70349896115185628,0.70349896115185628,0.70349896115185628,0.70349896115185628,0.70349896115185628,0.70349896115185628,0.70349896115185628,0.70349896115185628,0.70349896115185628,0.70349896115185628,0.70349896115185628,0.70349896115185628,0.70349896115185628,0.70349896115185628,0.70349896115185628,0.70349896115185628,null,7.9599999999998747,0,0,0,0,0,0,0,0,0,0,0,0,0,0,0,0,0,0,0,0]
[null,null,798,7.9699999999998745,0.70566168399910512,0.70566168399910512,0.70566168399910512,0.70566168399910512,0.70566168399910512,0.70566168399910512,0.70566168399910512,0.70566168399910512,0.70566168399910512,0.70566168399910512,0.70566168399910512,0.70566168399910512,0.70566168399910512,0.70566168399910512,0.70566168399910512,0.70566168399910512,0.70566168399910512,0.70566168399910512,0.70566168399910512,0.70566168399910512,null,7.9699999999998745,0,0,0,0,0,0,0,0,0,0,0,0,0,0,0,0,0,0,0,0]
[null,null,799,7.9799999999998743,0.70783064872866852,0.70783064872866852,0.70783064872866852,0.70783064872866852,0.70783064872866852,0.70783064872866852,0.70783064872866852,0.70783064872866852,0.70783064872866852,0.70783064872866852,0.70783064872866852,0.70783064872866852,0.70783064872866852,0.70783064872866852,0.70783064872866852,0.70783064872866852,0.70783064872866852,0.70783064872866852,0.70783064872866852,0.70783064872866852,null,7.9799999999998743,0,0,0,0,0,0,0,0,0,0,0,0,0,0,0,0,0,0,0,0]
[null,null,800,7.9899999999998741,0.71000586850545055,0.71000586850545055,0.71000586850545055,0.71000586850545055,0.71000586850545055,0.71000586850545055,0.71000586850545055,0.71000586850545055,0.71000586850545055,0.71000586850545055,0.71000586850545055,0.71000586850545055,0.71000586850545055,0.71000586850545055,0.71000586850545055,0.71000586850545055,0.71000586850545055,0.71000586850545055,0.71000586850545055,0.71000586850545055,null,7.9899999999998741,0,0,0,0,0,0,0,0,0,0,0,0,0,0,0,0,0,0,0,0]
[null,null,801,7.9999999999998739,0.71218735650470144,0.71218735650470144,0.71218735650470144,0.71218735650470144,0.71218735650470144,0.71218735650470144,0.71218735650470144,0.71218735650470144,0.71218735650470144,0.71218735650470144,0.71218735650470144,0.71218735650470144,0.71218735650470144,0.71218735650470144,0.71218735650470144,0.71218735650470144,0.71218735650470144,0.71218735650470144,0.71218735650470144,0.71218735650470144,null,7.9999999999998739,0,0,0,0,0,0,0,0,0,0,0,0,0,0,0,0,0,0,0,0]
[null,null,802,8.0099999999998737,0.71437512591201713,0.71437512591201713,0.71437512591201713,0.71437512591201713,0.71437512591201713,0.71437512591201713,0.71437512591201713,0.71437512591201713,0.71437512591201713,0.71437512591201713,0.71437512591201713,0.71437512591201713,0.71437512591201713,0.71437512591201713,0.71437512591201713,0.71437512591201713,0.71437512591201713,0.71437512591201713,0.71437512591201713,0.71437512591201713,null,8.0099999999998737,0,0,0,0,0,0,0,0,0,0,0,0,0,0,0,0,0,0,0,0]
[null,null,803,8.0199999999998735,0.71656918992333973,0.71656918992333973,0.71656918992333973,0.71656918992333973,0.71656918992333973,0.71656918992333973,0.71656918992333973,0.71656918992333973,0.71656918992333973,0.71656918992333973,0.71656918992333973,0.71656918992333973,0.71656918992333973,0.71656918992333973,0.71656918992333973,0.71656918992333973,0.71656918992333973,0.71656918992333973,0.71656918992333973,0.71656918992333973,null,8.0199999999998735,0,0,0,0,0,0,0,0,0,0,0,0,0,0,0,0,0,0,0,0]
[null,null,804,8.0299999999998732,0.71876956174495743,0.71876956174495743,0.71876956174495743,0.71876956174495743,0.71876956174495743,0.71876956174495743,0.71876956174495743,0.71876956174495743,0.71876956174495743,0.71876956174495743,0.71876956174495743,0.71876956174495743,0.71876956174495743,0.71876956174495743,0.71876956174495743,0.71876956174495743,0.71876956174495743,0.71876956174495743,0.71876956174495743,0.71876956174495743,null,8.0299999999998732,0,0,0,0,0,0,0,0,0,0,0,0,0,0,0,0,0,0,0,0]
[null,null,805,8.039999999999873,0.72097625459350456,0.72097625459350456,0.72097625459350456,0.72097625459350456,0.72097625459350456,0.72097625459350456,0.72097625459350456,0.72097625459350456,0.72097625459350456,0.72097625459350456,0.72097625459350456,0.72097625459350456,0.72097625459350456,0.72097625459350456,0.72097625459350456,0.72097625459350456,0.72097625459350456,0.72097625459350456,0.72097625459350456,0.72097625459350456,null,8.039999999999873,0,0,0,0,0,0,0,0,0,0,0,0,0,0,0,0,0,0,0,0]
[null,null,806,8.0499999999998728,0.72318928169596075,0.72318928169596075,0.72318928169596075,0.72318928169596075,0.72318928169596075,0.72318928169596075,0.72318928169596075,0.72318928169596075,0.72318928169596075,0.72318928169596075,0.72318928169596075,0.72318928169596075,0.72318928169596075,0.72318928169596075,0.72318928169596075,0.72318928169596075,0.72318928169596075,0.72318928169596075,0.72318928169596075,0.72318928169596075,null,8.0499999999998728,0,0,0,0,0,0,0,0,0,0,0,0,0,0,0,0,0,0,0,0]
[null,null,807,8.0599999999998726,0.72540865628965256,0.72540865628965256,0.72540865628965256,0.72540865628965256,0.72540865628965256,0.72540865628965256,0.72540865628965256,0.72540865628965256,0.72540865628965256,0.72540865628965256,0.72540865628965256,0.72540865628965256,0.72540865628965256,0.72540865628965256,0.72540865628965256,0.72540865628965256,0.72540865628965256,0.72540865628965256,0.72540865628965256,0.72540865628965256,null,8.0599999999998726,0,0,0,0,0,0,0,0,0,0,0,0,0,0,0,0,0,0,0,0]
[null,null,808,8.0699999999998724,0.72763439162225152,0.72763439162225152,0.72763439162225152,0.72763439162225152,0.72763439162225152,0.72763439162225152,0.72763439162225152,0.72763439162225152,0.72763439162225152,0.72763439162225152,0.72763439162225152,0.72763439162225152,0.72763439162225152,0.72763439162225152,0.72763439162225152,0.72763439162225152,0.72763439162225152,0.72763439162225152,0.72763439162225152,0.72763439162225152,null,8.0699999999998724,0,0,0,0,0,0,0,0,0,0,0,0,0,0,0,0,0,0,0,0]
[null,null,809,8.0799999999998722,0.7298665009517763,0.7298665009517763,0.7298665009517763,0.7298665009517763,0.7298665009517763,0.7298665009517763,0.7298665009517763,0.7298665009517763,0.7298665009517763,0.7298665009517763,0.7298665009517763,0.7298665009517763,0.7298665009517763,0.7298665009517763,0.7298665009517763,0.7298665009517763,0.7298665009517763,0.7298665009517763,0.7298665009517763,0.7298665009517763,null,8.0799999999998722,0,0,0,0,0,0,0,0,0,0,0,0,0,0,0,0,0,0,0,0]
[null,null,810,8.089999999999872,0.7321049975465902,0.7321049975465902,0.7321049975465902,0.7321049975465902,0.7321049975465902,0.7321049975465902,0.7321049975465902,0.7321049975465902,0.7321049975465902,0.7321049975465902,0.7321049975465902,0.7321049975465902,0.7321049975465902,0.7321049975465902,0.7321049975465902,0.7321049975465902,0.7321049975465902,0.7321049975465902,0.7321049975465902,0.7321049975465902,null,8.089999999999872,0,0,0,0,0,0,0,0,0,0,0,0,0,0,0,0,0,0,0,0]
[null,null,811,8.0999999999998717,0.73434989468540413,0.73434989468540413,0.73434989468540413,0.73434989468540413,0.73434989468540413,0.73434989468540413,0.73434989468540413,0.73434989468540413,0.73434989468540413,0.73434989468540413,0.73434989468540413,0.73434989468540413,0.73434989468540413,0.73434989468540413,0.73434989468540413,0.73434989468540413,0.73434989468540413,0.73434989468540413,0.73434989468540413,0.73434989468540413,null,8.0999999999998717,0,0,0,0,0,0,0,0,0,0,0,0,0,0,0,0,0,0,0,0]
[null,null,812,8.1099999999998715,0.73660120565727361,0.73660120565727361,0.73660120565727361,0.73660120565727361,0.73660120565727361,0.73660120565727361,0.73660120565727361,0.73660120565727361,0.73660120565727361,0.73660120565727361,0.73660120565727361,0.73660120565727361,0.73660120565727361,0.73660120565727361,0.73660120565727361,0.73660120565727361,0.73660120565727361,0.73660120565727361,0.73660120565727361,0.73660120565727361,null,8.1099999999998715,0,0,0,0,0,0,0,0,0,0,0,0,0,0,0,0,0,0,0,0]
[null,null,813,8.1199999999998713,0.73885894376160077,0.73885894376160077,0.73885894376160077,0.73885894376160077,0.73885894376160077,0.73885894376160077,0.73885894376160077,0.73885894376160077,0.73885894376160077,0.73885894376160077,0.73885894376160077,0.73885894376160077,0.73885894376160077,0.73885894376160077,0.73885894376160077,0.73885894376160077,0.73885894376160077,0.73885894376160077,0.73885894376160077,0.73885894376160077,null,8.1199999999998713,0,0,0,0,0,0,0,0,0,0,0,0,0,0,0,0,0,0,0,0]
[null,null,814,8.1299999999998711,0.74112312230813382,0.74112312230813382,0.74112312230813382,0.74112312230813382,0.74112312230813382,0.74112312230813382,0.74112312230813382,0.74112312230813382,0.74112312230813382,0.74112312230813382,0.74112312230813382,0.74112312230813382,0.74112312230813382,0.74112312230813382,0.74112312230813382,0.74112312230813382,0.74112312230813382,0.74112312230813382,0.74112312230813382,0.74112312230813382,null,8.1299999999998711,0,0,0,0,0,0,0,0,0,0,0,0,0,0,0,0,0,0,0,0]
[null,null,815,8.1399999999998709,0.74339375461696655,0.74339375461696655,0.74339375461696655,0.74339375461696655,0.74339375461696655,0.74339375461696655,0.74339375461696655,0.74339375461696655,0.74339375461696655,0.74339375461696655,0.74339375461696655,0.74339375461696655,0.74339375461696655,0.74339375461696655,0.74339375461696655,0.74339375461696655,0.74339375461696655,0.74339375461696655,0.74339375461696655,0.74339375461696655,null,8.1399999999998709,0,0,0,0,0,0,0,0,0,0,0,0,0,0,0,0,0,0,0,0]
[null,null,816,8.1499999999998707,0.74567085401853905,0.74567085401853905,0.74567085401853905,0.74567085401853905,0.74567085401853905,0.74567085401853905,0.74567085401853905,0.74567085401853905,0.74567085401853905,0.74567085401853905,0.74567085401853905,0.74567085401853905,0.74567085401853905,0.74567085401853905,0.74567085401853905,0.74567085401853905,0.74567085401853905,0.74567085401853905,0.74567085401853905,0.74567085401853905,null,8.1499999999998707,0,0,0,0,0,0,0,0,0,0,0,0,0,0,0,0,0,0,0,0]
[null,null,817,8.1599999999998705,0.74795443385363736,0.74795443385363736,0.74795443385363736,0.74795443385363736,0.74795443385363736,0.74795443385363736,0.74795443385363736,0.74795443385363736,0.74795443385363736,0.74795443385363736,0.74795443385363736,0.74795443385363736,0.74795443385363736,0.74795443385363736,0.74795443385363736,0.74795443385363736,0.74795443385363736,0.74795443385363736,0.74795443385363736,0.74795443385363736,null,8.1599999999998705,0,0,0,0,0,0,0,0,0,0,0,0,0,0,0,0,0,0,0,0]
[null,null,818,8.1699999999998703,0.75024450747339333,0.75024450747339333,0.75024450747339333,0.75024450747339333,0.75024450747339333,0.75024450747339333,0.75024450747339333,0.75024450747339333,0.75024450747339333,0.75024450747339333,0.75024450747339333,0.75024450747339333,0.75024450747339333,0.75024450747339333,0.75024450747339333,0.75024450747339333,0.75024450747339333,0.75024450747339333,0.75024450747339333,0.75024450747339333,null,8.1699999999998703,0,0,0,0,0,0,0,0,0,0,0,0,0,0,0,0,0,0,0,0]
[null,null,819,8.17999999999987,0.75254108823928523,0.75254108823928523,0.75254108823928523,0.75254108823928523,0.75254108823928523,0.75254108823928523,0.75254108823928523,0.75254108823928523,0.75254108823928523,0.75254108823928523,0.75254108823928523,0.75254108823928523,0.75254108823928523,0.75254108823928523,0.75254108823928523,0.75254108823928523,0.75254108823928523,0.75254108823928523,0.75254108823928523,0.75254108823928523,null,8.17999999999987,0,0,0,0,0,0,0,0,0,0,0,0,0,0,0,0,0,0,0,0]
[null,null,820,8.1899999999998698,0.75484418952313714,0.75484418952313714,0.75484418952313714,0.75484418952313714,0.75484418952313714,0.75484418952313714,0.75484418952313714,0.75484418952313714,0.75484418952313714,0.75484418952313714,0.75484418952313714,0.75484418952313714,0.75484418952313714,0.75484418952313714,0.75484418952313714,0.75484418952313714,0.75484418952313714,0.75484418952313714,0.75484418952313714,0.75484418952313714,null,8.1899999999998698,0,0,0,0,0,0,0,0,0,0,0,0,0,0,0,0,0,0,0,0]
[null,null,821,8.1999999999998696,0.75715382470711845,0.75715382470711845,0.75715382470711845,0.75715382470711845,0.75715382470711845,0.75715382470711845,0.75715382470711845,0.75715382470711845,0.75715382470711845,0.75715382470711845,0.75715382470711845,0.75715382470711845,0.75715382470711845,0.75715382470711845,0.75715382470711845,0.75715382470711845,0.75715382470711845,0.75715382470711845,0.75715382470711845,0.75715382470711845,null,8.1999999999998696,0,0,0,0,0,0,0,0,0,0,0,0,0,0,0,0,0,0,0,0]
[null,null,822,8.2099999999998694,0.7594700071837458,0.7594700071837458,0.7594700071837458,0.7594700071837458,0.7594700071837458,0.7594700071837458,0.7594700071837458,0.7594700071837458,0.7594700071837458,0.7594700071837458,0.7594700071837458,0.7594700071837458,0.7594700071837458,0.7594700071837458,0.7594700071837458,0.7594700071837458,0.7594700071837458,0.7594700071837458,0.7594700071837458,0.7594700071837458,null,8.2099999999998694,0,0,0,0,0,0,0,0,0,0,0,0,0,0,0,0,0,0,0,0]
[null,null,823,8.2199999999998692,0.76179275035588068,0.76179275035588068,0.76179275035588068,0.76179275035588068,0.76179275035588068,0.76179275035588068,0.76179275035588068,0.76179275035588068,0.76179275035588068,0.76179275035588068,0.76179275035588068,0.76179275035588068,0.76179275035588068,0.76179275035588068,0.76179275035588068,0.76179275035588068,0.76179275035588068,0.76179275035588068,0.76179275035588068,0.76179275035588068,null,8.2199999999998692,0,0,0,0,0,0,0,0,0,0,0,0,0,0,0,0,0,0,0,0]
[null,null,824,8.229999999999869,0.76412206763673129,0.76412206763673129,0.76412206763673129,0.76412206763673129,0.76412206763673129,0.76412206763673129,0.76412206763673129,0.76412206763673129,0.76412206763673129,0.76412206763673129,0.76412206763673129,0.76412206763673129,0.76412206763673129,0.76412206763673129,0.76412206763673129,0.76412206763673129,0.76412206763673129,0.76412206763673129,0.76412206763673129,0.76412206763673129,null,8.229999999999869,0,0,0,0,0,0,0,0,0,0,0,0,0,0,0,0,0,0,0,0]
[null,null,825,8.2399999999998688,0.76645797244985159,0.76645797244985159,0.76645797244985159,0.76645797244985159,0.76645797244985159,0.76645797244985159,0.76645797244985159,0.76645797244985159,0.76645797244985159,0.76645797244985159,0.76645797244985159,0.76645797244985159,0.76645797244985159,0.76645797244985159,0.76645797244985159,0.76645797244985159,0.76645797244985159,0.76645797244985159,0.76645797244985159,0.76645797244985159,null,8.2399999999998688,0,0,0,0,0,0,0,0,0,0,0,0,0,0,0,0,0,0,0,0]
[null,null,826,8.2499999999998685,0.76880047822914144,0.76880047822914144,0.76880047822914144,0.76880047822914144,0.76880047822914144,0.76880047822914144,0.76880047822914144,0.76880047822914144,0.76880047822914144,0.76880047822914144,0.76880047822914144,0.76880047822914144,0.76880047822914144,0.76880047822914144,0.76880047822914144,0.76880047822914144,0.76880047822914144,0.76880047822914144,0.76880047822914144,0.76880047822914144,null,8.2499999999998685,0,0,0,0,0,0,0,0,0,0,0,0,0,0,0,0,0,0,0,0]
[null,null,827,8.2599999999998683,0.77114959841884678,0.77114959841884678,0.77114959841884678,0.77114959841884678,0.77114959841884678,0.77114959841884678,0.77114959841884678,0.77114959841884678,0.77114959841884678,0.77114959841884678,0.77114959841884678,0.77114959841884678,0.77114959841884678,0.77114959841884678,0.77114959841884678,0.77114959841884678,0.77114959841884678,0.77114959841884678,0.77114959841884678,0.77114959841884678,null,8.2599999999998683,0,0,0,0,0,0,0,0,0,0,0,0,0,0,0,0,0,0,0,0]
[null,null,828,8.2699999999998681,0.77350534647355962,0.77350534647355962,0.77350534647355962,0.77350534647355962,0.77350534647355962,0.77350534647355962,0.77350534647355962,0.77350534647355962,0.77350534647355962,0.77350534647355962,0.77350534647355962,0.77350534647355962,0.77350534647355962,0.77350534647355962,0.77350534647355962,0.77350534647355962,0.77350534647355962,0.77350534647355962,0.77350534647355962,0.77350534647355962,null,8.2699999999998681,0,0,0,0,0,0,0,0,0,0,0,0,0,0,0,0,0,0,0,0]
[null,null,829,8.2799999999998679,0.77586773585821789,0.77586773585821789,0.77586773585821789,0.77586773585821789,0.77586773585821789,0.77586773585821789,0.77586773585821789,0.77586773585821789,0.77586773585821789,0.77586773585821789,0.77586773585821789,0.77586773585821789,0.77586773585821789,0.77586773585821789,0.77586773585821789,0.77586773585821789,0.77586773585821789,0.77586773585821789,0.77586773585821789,0.77586773585821789,null,8.2799999999998679,0,0,0,0,0,0,0,0,0,0,0,0,0,0,0,0,0,0,0,0]
[null,null,830,8.2899999999998677,0.77823678004810526,0.77823678004810526,0.77823678004810526,0.77823678004810526,0.77823678004810526,0.77823678004810526,0.77823678004810526,0.77823678004810526,0.77823678004810526,0.77823678004810526,0.77823678004810526,0.77823678004810526,0.77823678004810526,0.77823678004810526,0.77823678004810526,0.77823678004810526,0.77823678004810526,0.77823678004810526,0.77823678004810526,0.77823678004810526,null,8.2899999999998677,0,0,0,0,0,0,0,0,0,0,0,0,0,0,0,0,0,0,0,0]
[null,null,831,8.2999999999998675,0.78061249252885201,0.78061249252885201,0.78061249252885201,0.78061249252885201,0.78061249252885201,0.78061249252885201,0.78061249252885201,0.78061249252885201,0.78061249252885201,0.78061249252885201,0.78061249252885201,0.78061249252885201,0.78061249252885201,0.78061249252885201,0.78061249252885201,0.78061249252885201,0.78061249252885201,0.78061249252885201,0.78061249252885201,0.78061249252885201,null,8.2999999999998675,0,0,0,0,0,0,0,0,0,0,0,0,0,0,0,0,0,0,0,0]
[null,null,832,8.3099999999998673,0.78299488679643392,0.78299488679643392,0.78299488679643392,0.78299488679643392,0.78299488679643392,0.78299488679643392,0.78299488679643392,0.78299488679643392,0.78299488679643392,0.78299488679643392,0.78299488679643392,0.78299488679643392,0.78299488679643392,0.78299488679643392,0.78299488679643392,0.78299488679643392,0.78299488679643392,0.78299488679643392,0.78299488679643392,0.78299488679643392,null,8.3099999999998673,0,0,0,0,0,0,0,0,0,0,0,0,0,0,0,0,0,0,0,0]
[null,null,833,8.3199999999998671,0.78538397635717272,0.78538397635717272,0.78538397635717272,0.78538397635717272,0.78538397635717272,0.78538397635717272,0.78538397635717272,0.78538397635717272,0.78538397635717272,0.78538397635717272,0.78538397635717272,0.78538397635717272,0.78538397635717272,0.78538397635717272,0.78538397635717272,0.78538397635717272,0.78538397635717272,0.78538397635717272,0.78538397635717272,0.78538397635717272,null,8.3199999999998671,0,0,0,0,0,0,0,0,0,0,0,0,0,0,0,0,0,0,0,0]
[null,null,834,{"$f":"D877+0.01","v":8.3299999999998668},{"$f":"IF(AD$16=0,0,IF(E$36*$D878^4  +    E$37*$D878^3   +    E$38*$D878^2    +    E$39*$D878   +    E$40>1,1,E$36*$D878^4  +    E$37*$D878^3   +    E$38*$D878^2    +    E$39*$D878   +    E$40))","v":0.78777977472773641},{"$f":"IF(AE$16=0,0,IF(F$36*$D878^4  +    F$37*$D878^3   +    F$38*$D878^2    +    F$39*$D878   +    F$40>1,1,F$36*$D878^4  +    F$37*$D878^3   +    F$38*$D878^2    +    F$39*$D878   +    F$40))","v":0.78777977472773641},{"$f":"IF(AF$16=0,0,IF(G$36*$D878^4  +    G$37*$D878^3   +    G$38*$D878^2    +    G$39*$D878   +    G$40>1,1,G$36*$D878^4  +    G$37*$D878^3   +    G$38*$D878^2    +    G$39*$D878   +    G$40))","v":0.78777977472773641},{"$f":"IF(AG$16=0,0,IF(H$36*$D878^4  +    H$37*$D878^3   +    H$38*$D878^2    +    H$39*$D878   +    H$40>1,1,H$36*$D878^4  +    H$37*$D878^3   +    H$38*$D878^2    +    H$39*$D878   +    H$40))","v":0.78777977472773641},0.78777977472773641,0.78777977472773641,0.78777977472773641,0.78777977472773641,0.78777977472773641,0.78777977472773641,0.78777977472773641,0.78777977472773641,0.78777977472773641,0.78777977472773641,0.78777977472773641,0.78777977472773641,0.78777977472773641,0.78777977472773641,0.78777977472773641,0.78777977472773641,null,{"$f":"Z877+0.01","v":8.3299999999998668},{"$f":"IF(AA$43<>0,INDEX(E$45:E$1045, MATCH($Z878*(AA$43/24), $D$45:$D$1045)), 0)","v":0},{"$f":"IF(AB$43<>0,INDEX(F$45:F$1045, MATCH($Z878*(AB$43/24), $D$45:$D$1045)), 0)","v":0},{"$f":"IF(AC$43<>0,INDEX(G$45:G$1045, MATCH($Z878*(AC$43/24), $D$45:$D$1045)), 0)","v":0},{"$f":"IF(AD$43<>0,INDEX(H$45:H$1045, MATCH($Z878*(AD$43/24), $D$45:$D$1045)), 0)","v":0},{"$f":"IF(AE$43<>0,INDEX(I$45:I$1045, MATCH($Z878*(AE$43/24), $D$45:$D$1045)), 0)","v":0},{"$f":"IF(AF$43<>0,INDEX(J$45:J$1045, MATCH($Z878*(AF$43/24), $D$45:$D$1045)), 0)","v":0},{"$f":"IF(AG$43<>0,INDEX(K$45:K$1045, MATCH($Z878*(AG$43/24), $D$45:$D$1045)), 0)","v":0},{"$f":"IF(AH$43<>0,INDEX(L$45:L$1045, MATCH($Z878*(AH$43/24), $D$45:$D$1045)), 0)","v":0},{"$f":"IF(AI$43<>0,INDEX(M$45:M$1045, MATCH($Z878*(AI$43/24), $D$45:$D$1045)), 0)","v":0},{"$f":"IF(AJ$43<>0,INDEX(N$45:N$1045, MATCH($Z878*(AJ$43/24), $D$45:$D$1045)), 0)","v":0},{"$f":"IF(AK$43<>0,INDEX(O$45:O$1045, MATCH($Z878*(AK$43/24), $D$45:$D$1045)), 0)","v":0},{"$f":"IF(AL$43<>0,INDEX(P$45:P$1045, MATCH($Z878*(AL$43/24), $D$45:$D$1045)), 0)","v":0},{"$f":"IF(AM$43<>0,INDEX(Q$45:Q$1045, MATCH($Z878*(AM$43/24), $D$45:$D$1045)), 0)","v":0},{"$f":"IF(AN$43<>0,INDEX(R$45:R$1045, MATCH($Z878*(AN$43/24), $D$45:$D$1045)), 0)","v":0},{"$f":"IF(AO$43<>0,INDEX(S$45:S$1045, MATCH($Z878*(AO$43/24), $D$45:$D$1045)), 0)","v":0},{"$f":"IF(AP$43<>0,INDEX(T$45:T$1045, MATCH($Z878*(AP$43/24), $D$45:$D$1045)), 0)","v":0},{"$f":"IF(AQ$43<>0,INDEX(U$45:U$1045, MATCH($Z878*(AQ$43/24), $D$45:$D$1045)), 0)","v":0},{"$f":"IF(AR$43<>0,INDEX(V$45:V$1045, MATCH($Z878*(AR$43/24), $D$45:$D$1045)), 0)","v":0},{"$f":"IF(AS$43<>0,INDEX(W$45:W$1045, MATCH($Z878*(AS$43/24), $D$45:$D$1045)), 0)","v":0},{"$f":"IF(AT$43<>0,INDEX(X$45:X$1045, MATCH($Z878*(AT$43/24), $D$45:$D$1045)), 0)","v":0}]
[null,null,{"$f":"C878+1","v":835},8.3399999999998666,0.79018229543513907,0.79018229543513907,0.79018229543513907,0.79018229543513907,0.79018229543513907,0.79018229543513907,0.79018229543513907,0.79018229543513907,0.79018229543513907,0.79018229543513907,0.79018229543513907,0.79018229543513907,0.79018229543513907,0.79018229543513907,0.79018229543513907,0.79018229543513907,0.79018229543513907,0.79018229543513907,0.79018229543513907,0.79018229543513907,null,8.3399999999998666,0,0,0,0,0,0,0,0,0,0,0,0,0,0,0,0,0,0,0,0]
[null,null,836,8.3499999999998664,0.79259155201674003,0.79259155201674003,0.79259155201674003,0.79259155201674003,0.79259155201674003,0.79259155201674003,0.79259155201674003,0.79259155201674003,0.79259155201674003,0.79259155201674003,0.79259155201674003,0.79259155201674003,0.79259155201674003,0.79259155201674003,0.79259155201674003,0.79259155201674003,0.79259155201674003,0.79259155201674003,0.79259155201674003,0.79259155201674003,null,8.3499999999998664,0,0,0,0,0,0,0,0,0,0,0,0,0,0,0,0,0,0,0,0]
[null,null,837,8.3599999999998662,0.79500755802024592,0.79500755802024592,0.79500755802024592,0.79500755802024592,0.79500755802024592,0.79500755802024592,0.79500755802024592,0.79500755802024592,0.79500755802024592,0.79500755802024592,0.79500755802024592,0.79500755802024592,0.79500755802024592,0.79500755802024592,0.79500755802024592,0.79500755802024592,0.79500755802024592,0.79500755802024592,0.79500755802024592,0.79500755802024592,null,8.3599999999998662,0,0,0,0,0,0,0,0,0,0,0,0,0,0,0,0,0,0,0,0]
[null,null,838,8.369999999999866,0.79743032700370808,0.79743032700370808,0.79743032700370808,0.79743032700370808,0.79743032700370808,0.79743032700370808,0.79743032700370808,0.79743032700370808,0.79743032700370808,0.79743032700370808,0.79743032700370808,0.79743032700370808,0.79743032700370808,0.79743032700370808,0.79743032700370808,0.79743032700370808,0.79743032700370808,0.79743032700370808,0.79743032700370808,0.79743032700370808,null,8.369999999999866,0,0,0,0,0,0,0,0,0,0,0,0,0,0,0,0,0,0,0,0]
[null,null,839,8.3799999999998658,0.79985987253552449,0.79985987253552449,0.79985987253552449,0.79985987253552449,0.79985987253552449,0.79985987253552449,0.79985987253552449,0.79985987253552449,0.79985987253552449,0.79985987253552449,0.79985987253552449,0.79985987253552449,0.79985987253552449,0.79985987253552449,0.79985987253552449,0.79985987253552449,0.79985987253552449,0.79985987253552449,0.79985987253552449,0.79985987253552449,null,8.3799999999998658,0,0,0,0,0,0,0,0,0,0,0,0,0,0,0,0,0,0,0,0]
[null,null,840,8.3899999999998656,0.80229620819443881,0.80229620819443881,0.80229620819443881,0.80229620819443881,0.80229620819443881,0.80229620819443881,0.80229620819443881,0.80229620819443881,0.80229620819443881,0.80229620819443881,0.80229620819443881,0.80229620819443881,0.80229620819443881,0.80229620819443881,0.80229620819443881,0.80229620819443881,0.80229620819443881,0.80229620819443881,0.80229620819443881,0.80229620819443881,null,8.3899999999998656,0,0,0,0,0,0,0,0,0,0,0,0,0,0,0,0,0,0,0,0]
[null,null,841,8.3999999999998654,0.80473934756954146,0.80473934756954146,0.80473934756954146,0.80473934756954146,0.80473934756954146,0.80473934756954146,0.80473934756954146,0.80473934756954146,0.80473934756954146,0.80473934756954146,0.80473934756954146,0.80473934756954146,0.80473934756954146,0.80473934756954146,0.80473934756954146,0.80473934756954146,0.80473934756954146,0.80473934756954146,0.80473934756954146,0.80473934756954146,null,8.3999999999998654,0,0,0,0,0,0,0,0,0,0,0,0,0,0,0,0,0,0,0,0]
[null,null,842,8.4099999999998651,0.80718930426026769,0.80718930426026769,0.80718930426026769,0.80718930426026769,0.80718930426026769,0.80718930426026769,0.80718930426026769,0.80718930426026769,0.80718930426026769,0.80718930426026769,0.80718930426026769,0.80718930426026769,0.80718930426026769,0.80718930426026769,0.80718930426026769,0.80718930426026769,0.80718930426026769,0.80718930426026769,0.80718930426026769,0.80718930426026769,null,8.4099999999998651,0,0,0,0,0,0,0,0,0,0,0,0,0,0,0,0,0,0,0,0]
[null,null,843,8.4199999999998649,0.80964609187639958,0.80964609187639958,0.80964609187639958,0.80964609187639958,0.80964609187639958,0.80964609187639958,0.80964609187639958,0.80964609187639958,0.80964609187639958,0.80964609187639958,0.80964609187639958,0.80964609187639958,0.80964609187639958,0.80964609187639958,0.80964609187639958,0.80964609187639958,0.80964609187639958,0.80964609187639958,0.80964609187639958,0.80964609187639958,null,8.4199999999998649,0,0,0,0,0,0,0,0,0,0,0,0,0,0,0,0,0,0,0,0]
[null,null,844,8.4299999999998647,0.81210972403806492,0.81210972403806492,0.81210972403806492,0.81210972403806492,0.81210972403806492,0.81210972403806492,0.81210972403806492,0.81210972403806492,0.81210972403806492,0.81210972403806492,0.81210972403806492,0.81210972403806492,0.81210972403806492,0.81210972403806492,0.81210972403806492,0.81210972403806492,0.81210972403806492,0.81210972403806492,0.81210972403806492,0.81210972403806492,null,8.4299999999998647,0,0,0,0,0,0,0,0,0,0,0,0,0,0,0,0,0,0,0,0]
[null,null,845,8.4399999999998645,0.81458021437573735,0.81458021437573735,0.81458021437573735,0.81458021437573735,0.81458021437573735,0.81458021437573735,0.81458021437573735,0.81458021437573735,0.81458021437573735,0.81458021437573735,0.81458021437573735,0.81458021437573735,0.81458021437573735,0.81458021437573735,0.81458021437573735,0.81458021437573735,0.81458021437573735,0.81458021437573735,0.81458021437573735,0.81458021437573735,null,8.4399999999998645,0,0,0,0,0,0,0,0,0,0,0,0,0,0,0,0,0,0,0,0]
[null,null,846,8.4499999999998643,0.81705757653023692,0.81705757653023692,0.81705757653023692,0.81705757653023692,0.81705757653023692,0.81705757653023692,0.81705757653023692,0.81705757653023692,0.81705757653023692,0.81705757653023692,0.81705757653023692,0.81705757653023692,0.81705757653023692,0.81705757653023692,0.81705757653023692,0.81705757653023692,0.81705757653023692,0.81705757653023692,0.81705757653023692,0.81705757653023692,null,8.4499999999998643,0,0,0,0,0,0,0,0,0,0,0,0,0,0,0,0,0,0,0,0]
[null,null,847,8.4599999999998641,0.81954182415272936,0.81954182415272936,0.81954182415272936,0.81954182415272936,0.81954182415272936,0.81954182415272936,0.81954182415272936,0.81954182415272936,0.81954182415272936,0.81954182415272936,0.81954182415272936,0.81954182415272936,0.81954182415272936,0.81954182415272936,0.81954182415272936,0.81954182415272936,0.81954182415272936,0.81954182415272936,0.81954182415272936,0.81954182415272936,null,8.4599999999998641,0,0,0,0,0,0,0,0,0,0,0,0,0,0,0,0,0,0,0,0]
[null,null,848,8.4699999999998639,0.82203297090472638,0.82203297090472638,0.82203297090472638,0.82203297090472638,0.82203297090472638,0.82203297090472638,0.82203297090472638,0.82203297090472638,0.82203297090472638,0.82203297090472638,0.82203297090472638,0.82203297090472638,0.82203297090472638,0.82203297090472638,0.82203297090472638,0.82203297090472638,0.82203297090472638,0.82203297090472638,0.82203297090472638,0.82203297090472638,null,8.4699999999998639,0,0,0,0,0,0,0,0,0,0,0,0,0,0,0,0,0,0,0,0]
[null,null,849,8.4799999999998636,0.82453103045808596,0.82453103045808596,0.82453103045808596,0.82453103045808596,{"$f":"IF(AH$16=0,0,IF(I$36*$D893^4  +    I$37*$D893^3   +    I$38*$D893^2    +    I$39*$D893   +    I$40>1,1,I$36*$D893^4  +    I$37*$D893^3   +    I$38*$D893^2    +    I$39*$D893   +    I$40))","v":0.82453103045808596},{"$f":"IF(AI$16=0,0,IF(J$36*$D893^4  +    J$37*$D893^3   +    J$38*$D893^2    +    J$39*$D893   +    J$40>1,1,J$36*$D893^4  +    J$37*$D893^3   +    J$38*$D893^2    +    J$39*$D893   +    J$40))","v":0.82453103045808596},{"$f":"IF(AJ$16=0,0,IF(K$36*$D893^4  +    K$37*$D893^3   +    K$38*$D893^2    +    K$39*$D893   +    K$40>1,1,K$36*$D893^4  +    K$37*$D893^3   +    K$38*$D893^2    +    K$39*$D893   +    K$40))","v":0.82453103045808596},{"$f":"IF(AK$16=0,0,IF(L$36*$D893^4  +    L$37*$D893^3   +    L$38*$D893^2    +    L$39*$D893   +    L$40>1,1,L$36*$D893^4  +    L$37*$D893^3   +    L$38*$D893^2    +    L$39*$D893   +    L$40))","v":0.82453103045808596},{"$f":"IF(AL$16=0,0,IF(M$36*$D893^4  +    M$37*$D893^3   +    M$38*$D893^2    +    M$39*$D893   +    M$40>1,1,M$36*$D893^4  +    M$37*$D893^3   +    M$38*$D893^2    +    M$39*$D893   +    M$40))","v":0.82453103045808596},{"$f":"IF(AM$16=0,0,IF(N$36*$D893^4  +    N$37*$D893^3   +    N$38*$D893^2    +    N$39*$D893   +    N$40>1,1,N$36*$D893^4  +    N$37*$D893^3   +    N$38*$D893^2    +    N$39*$D893   +    N$40))","v":0.82453103045808596},{"$f":"IF(AN$16=0,0,IF(O$36*$D893^4  +    O$37*$D893^3   +    O$38*$D893^2    +    O$39*$D893   +    O$40>1,1,O$36*$D893^4  +    O$37*$D893^3   +    O$38*$D893^2    +    O$39*$D893   +    O$40))","v":0.82453103045808596},{"$f":"IF(AO$16=0,0,IF(P$36*$D893^4  +    P$37*$D893^3   +    P$38*$D893^2    +    P$39*$D893   +    P$40>1,1,P$36*$D893^4  +    P$37*$D893^3   +    P$38*$D893^2    +    P$39*$D893   +    P$40))","v":0.82453103045808596},{"$f":"IF(AP$16=0,0,IF(Q$36*$D893^4  +    Q$37*$D893^3   +    Q$38*$D893^2    +    Q$39*$D893   +    Q$40>1,1,Q$36*$D893^4  +    Q$37*$D893^3   +    Q$38*$D893^2    +    Q$39*$D893   +    Q$40))","v":0.82453103045808596},{"$f":"IF(AQ$16=0,0,IF(R$36*$D893^4  +    R$37*$D893^3   +    R$38*$D893^2    +    R$39*$D893   +    R$40>1,1,R$36*$D893^4  +    R$37*$D893^3   +    R$38*$D893^2    +    R$39*$D893   +    R$40))","v":0.82453103045808596},{"$f":"IF(AR$16=0,0,IF(S$36*$D893^4  +    S$37*$D893^3   +    S$38*$D893^2    +    S$39*$D893   +    S$40>1,1,S$36*$D893^4  +    S$37*$D893^3   +    S$38*$D893^2    +    S$39*$D893   +    S$40))","v":0.82453103045808596},{"$f":"IF(AS$16=0,0,IF(T$36*$D893^4  +    T$37*$D893^3   +    T$38*$D893^2    +    T$39*$D893   +    T$40>1,1,T$36*$D893^4  +    T$37*$D893^3   +    T$38*$D893^2    +    T$39*$D893   +    T$40))","v":0.82453103045808596},{"$f":"IF(AT$16=0,0,IF(U$36*$D893^4  +    U$37*$D893^3   +    U$38*$D893^2    +    U$39*$D893   +    U$40>1,1,U$36*$D893^4  +    U$37*$D893^3   +    U$38*$D893^2    +    U$39*$D893   +    U$40))","v":0.82453103045808596},{"$f":"IF(AU$16=0,0,IF(V$36*$D893^4  +    V$37*$D893^3   +    V$38*$D893^2    +    V$39*$D893   +    V$40>1,1,V$36*$D893^4  +    V$37*$D893^3   +    V$38*$D893^2    +    V$39*$D893   +    V$40))","v":0.82453103045808596},{"$f":"IF(AV$16=0,0,IF(W$36*$D893^4  +    W$37*$D893^3   +    W$38*$D893^2    +    W$39*$D893   +    W$40>1,1,W$36*$D893^4  +    W$37*$D893^3   +    W$38*$D893^2    +    W$39*$D893   +    W$40))","v":0.82453103045808596},{"$f":"IF(AW$16=0,0,IF(X$36*$D893^4  +    X$37*$D893^3   +    X$38*$D893^2    +    X$39*$D893   +    X$40>1,1,X$36*$D893^4  +    X$37*$D893^3   +    X$38*$D893^2    +    X$39*$D893   +    X$40))","v":0.82453103045808596},null,8.4799999999998636,0,0,0,0,0,0,0,0,0,0,0,0,0,0,0,0,0,0,0,0]
[null,null,850,8.4899999999998634,0.82703601649501157,0.82703601649501157,0.82703601649501157,0.82703601649501157,0.82703601649501157,0.82703601649501157,0.82703601649501157,0.82703601649501157,0.82703601649501157,0.82703601649501157,0.82703601649501157,0.82703601649501157,0.82703601649501157,0.82703601649501157,0.82703601649501157,0.82703601649501157,0.82703601649501157,0.82703601649501157,0.82703601649501157,0.82703601649501157,null,8.4899999999998634,0,0,0,0,0,0,0,0,0,0,0,0,0,0,0,0,0,0,0,0]
[null,null,851,8.4999999999998632,0.82954794270805332,0.82954794270805332,0.82954794270805332,0.82954794270805332,0.82954794270805332,0.82954794270805332,0.82954794270805332,0.82954794270805332,0.82954794270805332,0.82954794270805332,0.82954794270805332,0.82954794270805332,0.82954794270805332,0.82954794270805332,0.82954794270805332,0.82954794270805332,0.82954794270805332,0.82954794270805332,0.82954794270805332,0.82954794270805332,null,8.4999999999998632,0,0,0,0,0,0,0,0,0,0,0,0,0,0,0,0,0,0,0,0]
[null,null,852,8.509999999999863,0.8320668228001068,0.8320668228001068,0.8320668228001068,0.8320668228001068,0.8320668228001068,0.8320668228001068,0.8320668228001068,0.8320668228001068,0.8320668228001068,0.8320668228001068,0.8320668228001068,0.8320668228001068,0.8320668228001068,0.8320668228001068,0.8320668228001068,0.8320668228001068,0.8320668228001068,0.8320668228001068,0.8320668228001068,0.8320668228001068,null,8.509999999999863,0,0,0,0,0,0,0,0,0,0,0,0,0,0,0,0,0,0,0,0]
[null,null,853,8.5199999999998628,0.83459267048441366,0.83459267048441366,0.83459267048441366,0.83459267048441366,0.83459267048441366,0.83459267048441366,0.83459267048441366,0.83459267048441366,0.83459267048441366,0.83459267048441366,0.83459267048441366,0.83459267048441366,0.83459267048441366,0.83459267048441366,0.83459267048441366,0.83459267048441366,0.83459267048441366,0.83459267048441366,0.83459267048441366,0.83459267048441366,null,8.5199999999998628,0,0,0,0,0,0,0,0,0,0,0,0,0,0,0,0,0,0,0,0]
[null,null,854,8.5299999999998626,0.83712549948456194,0.83712549948456194,0.83712549948456194,0.83712549948456194,0.83712549948456194,0.83712549948456194,0.83712549948456194,0.83712549948456194,0.83712549948456194,0.83712549948456194,0.83712549948456194,0.83712549948456194,0.83712549948456194,0.83712549948456194,0.83712549948456194,0.83712549948456194,0.83712549948456194,0.83712549948456194,0.83712549948456194,0.83712549948456194,null,8.5299999999998626,0,0,0,0,0,0,0,0,0,0,0,0,0,0,0,0,0,0,0,0]
[null,null,855,8.5399999999998624,0.83966532353448498,0.83966532353448498,0.83966532353448498,0.83966532353448498,0.83966532353448498,0.83966532353448498,0.83966532353448498,0.83966532353448498,0.83966532353448498,0.83966532353448498,0.83966532353448498,0.83966532353448498,0.83966532353448498,0.83966532353448498,0.83966532353448498,0.83966532353448498,0.83966532353448498,0.83966532353448498,0.83966532353448498,0.83966532353448498,null,8.5399999999998624,0,0,0,0,0,0,0,0,0,0,0,0,0,0,0,0,0,0,0,0]
[null,null,856,8.5499999999998622,0.84221215637846292,0.84221215637846292,0.84221215637846292,0.84221215637846292,0.84221215637846292,0.84221215637846292,0.84221215637846292,0.84221215637846292,0.84221215637846292,0.84221215637846292,0.84221215637846292,0.84221215637846292,0.84221215637846292,0.84221215637846292,0.84221215637846292,0.84221215637846292,0.84221215637846292,0.84221215637846292,0.84221215637846292,0.84221215637846292,null,8.5499999999998622,0,0,0,0,0,0,0,0,0,0,0,0,0,0,0,0,0,0,0,0]
[null,null,857,8.5599999999998619,0.84476601177112121,0.84476601177112121,0.84476601177112121,0.84476601177112121,0.84476601177112121,0.84476601177112121,0.84476601177112121,0.84476601177112121,0.84476601177112121,0.84476601177112121,0.84476601177112121,0.84476601177112121,0.84476601177112121,0.84476601177112121,0.84476601177112121,0.84476601177112121,0.84476601177112121,0.84476601177112121,0.84476601177112121,0.84476601177112121,null,8.5599999999998619,0,0,0,0,0,0,0,0,0,0,0,0,0,0,0,0,0,0,0,0]
[null,null,858,8.5699999999998617,0.84732690347743167,0.84732690347743167,0.84732690347743167,0.84732690347743167,0.84732690347743167,0.84732690347743167,0.84732690347743167,0.84732690347743167,0.84732690347743167,0.84732690347743167,0.84732690347743167,0.84732690347743167,0.84732690347743167,0.84732690347743167,0.84732690347743167,0.84732690347743167,0.84732690347743167,0.84732690347743167,0.84732690347743167,0.84732690347743167,null,8.5699999999998617,0,0,0,0,0,0,0,0,0,0,0,0,0,0,0,0,0,0,0,0]
[null,null,859,8.5799999999998615,0.8498948452727122,0.8498948452727122,0.8498948452727122,0.8498948452727122,0.8498948452727122,0.8498948452727122,0.8498948452727122,0.8498948452727122,0.8498948452727122,0.8498948452727122,0.8498948452727122,0.8498948452727122,0.8498948452727122,0.8498948452727122,0.8498948452727122,0.8498948452727122,0.8498948452727122,0.8498948452727122,0.8498948452727122,0.8498948452727122,null,8.5799999999998615,0,0,0,0,0,0,0,0,0,0,0,0,0,0,0,0,0,0,0,0]
[null,null,860,8.5899999999998613,0.85246985094262617,0.85246985094262617,0.85246985094262617,0.85246985094262617,0.85246985094262617,0.85246985094262617,0.85246985094262617,0.85246985094262617,0.85246985094262617,0.85246985094262617,0.85246985094262617,0.85246985094262617,0.85246985094262617,0.85246985094262617,0.85246985094262617,0.85246985094262617,0.85246985094262617,0.85246985094262617,0.85246985094262617,0.85246985094262617,null,8.5899999999998613,0,0,0,0,0,0,0,0,0,0,0,0,0,0,0,0,0,0,0,0]
[null,null,861,8.5999999999998611,0.85505193428318338,0.85505193428318338,0.85505193428318338,0.85505193428318338,0.85505193428318338,0.85505193428318338,0.85505193428318338,0.85505193428318338,0.85505193428318338,0.85505193428318338,0.85505193428318338,0.85505193428318338,0.85505193428318338,0.85505193428318338,0.85505193428318338,0.85505193428318338,0.85505193428318338,0.85505193428318338,0.85505193428318338,0.85505193428318338,null,8.5999999999998611,0,0,0,0,0,0,0,0,0,0,0,0,0,0,0,0,0,0,0,0]
[null,null,862,8.6099999999998609,0.85764110910073976,0.85764110910073976,0.85764110910073976,0.85764110910073976,0.85764110910073976,0.85764110910073976,0.85764110910073976,0.85764110910073976,0.85764110910073976,0.85764110910073976,0.85764110910073976,0.85764110910073976,0.85764110910073976,0.85764110910073976,0.85764110910073976,0.85764110910073976,0.85764110910073976,0.85764110910073976,0.85764110910073976,0.85764110910073976,null,8.6099999999998609,0,0,0,0,0,0,0,0,0,0,0,0,0,0,0,0,0,0,0,0]
[null,null,863,8.6199999999998607,0.86023738921199677,0.86023738921199677,0.86023738921199677,0.86023738921199677,0.86023738921199677,0.86023738921199677,0.86023738921199677,0.86023738921199677,0.86023738921199677,0.86023738921199677,0.86023738921199677,0.86023738921199677,0.86023738921199677,0.86023738921199677,0.86023738921199677,0.86023738921199677,0.86023738921199677,0.86023738921199677,0.86023738921199677,0.86023738921199677,null,8.6199999999998607,0,0,0,0,0,0,0,0,0,0,0,0,0,0,0,0,0,0,0,0]
[null,null,864,8.6299999999998604,0.86284078844400203,0.86284078844400203,0.86284078844400203,0.86284078844400203,0.86284078844400203,0.86284078844400203,0.86284078844400203,0.86284078844400203,0.86284078844400203,0.86284078844400203,0.86284078844400203,0.86284078844400203,0.86284078844400203,0.86284078844400203,0.86284078844400203,0.86284078844400203,0.86284078844400203,0.86284078844400203,0.86284078844400203,0.86284078844400203,null,8.6299999999998604,0,0,0,0,0,0,0,0,0,0,0,0,0,0,0,0,0,0,0,0]
[null,null,865,8.6399999999998602,0.86545132063414953,0.86545132063414953,0.86545132063414953,0.86545132063414953,0.86545132063414953,0.86545132063414953,0.86545132063414953,0.86545132063414953,0.86545132063414953,0.86545132063414953,0.86545132063414953,0.86545132063414953,0.86545132063414953,0.86545132063414953,0.86545132063414953,0.86545132063414953,0.86545132063414953,0.86545132063414953,0.86545132063414953,0.86545132063414953,null,8.6399999999998602,0,0,0,0,0,0,0,0,0,0,0,0,0,0,0,0,0,0,0,0]
[null,null,866,8.64999999999986,0.86806899963017847,0.86806899963017847,0.86806899963017847,0.86806899963017847,0.86806899963017847,0.86806899963017847,0.86806899963017847,0.86806899963017847,0.86806899963017847,0.86806899963017847,0.86806899963017847,0.86806899963017847,0.86806899963017847,0.86806899963017847,0.86806899963017847,0.86806899963017847,0.86806899963017847,0.86806899963017847,0.86806899963017847,0.86806899963017847,null,8.64999999999986,0,0,0,0,0,0,0,0,0,0,0,0,0,0,0,0,0,0,0,0]
[null,null,867,8.6599999999998598,0.87069383929017485,0.87069383929017485,0.87069383929017485,0.87069383929017485,0.87069383929017485,0.87069383929017485,0.87069383929017485,0.87069383929017485,0.87069383929017485,0.87069383929017485,0.87069383929017485,0.87069383929017485,0.87069383929017485,0.87069383929017485,0.87069383929017485,0.87069383929017485,0.87069383929017485,0.87069383929017485,0.87069383929017485,0.87069383929017485,null,8.6599999999998598,0,0,0,0,0,0,0,0,0,0,0,0,0,0,0,0,0,0,0,0]
[null,null,868,8.6699999999998596,0.87332585348257041,0.87332585348257041,0.87332585348257041,0.87332585348257041,0.87332585348257041,0.87332585348257041,0.87332585348257041,0.87332585348257041,0.87332585348257041,0.87332585348257041,0.87332585348257041,0.87332585348257041,0.87332585348257041,0.87332585348257041,0.87332585348257041,0.87332585348257041,0.87332585348257041,0.87332585348257041,0.87332585348257041,0.87332585348257041,null,8.6699999999998596,0,0,0,0,0,0,0,0,0,0,0,0,0,0,0,0,0,0,0,0]
[null,null,869,8.6799999999998594,0.87596505608614239,0.87596505608614239,0.87596505608614239,0.87596505608614239,0.87596505608614239,0.87596505608614239,0.87596505608614239,0.87596505608614239,0.87596505608614239,0.87596505608614239,0.87596505608614239,0.87596505608614239,0.87596505608614239,0.87596505608614239,0.87596505608614239,0.87596505608614239,0.87596505608614239,0.87596505608614239,0.87596505608614239,0.87596505608614239,null,8.6799999999998594,0,0,0,0,0,0,0,0,0,0,0,0,0,0,0,0,0,0,0,0]
[null,null,870,8.6899999999998592,0.87861146099001475,0.87861146099001475,0.87861146099001475,0.87861146099001475,0.87861146099001475,0.87861146099001475,0.87861146099001475,0.87861146099001475,0.87861146099001475,0.87861146099001475,0.87861146099001475,0.87861146099001475,0.87861146099001475,0.87861146099001475,0.87861146099001475,0.87861146099001475,0.87861146099001475,0.87861146099001475,0.87861146099001475,0.87861146099001475,null,8.6899999999998592,0,0,0,0,0,0,0,0,0,0,0,0,0,0,0,0,0,0,0,0]
[null,null,871,8.699999999999859,0.88126508209365706,0.88126508209365706,0.88126508209365706,0.88126508209365706,0.88126508209365706,0.88126508209365706,0.88126508209365706,0.88126508209365706,0.88126508209365706,0.88126508209365706,0.88126508209365706,0.88126508209365706,0.88126508209365706,0.88126508209365706,0.88126508209365706,0.88126508209365706,0.88126508209365706,0.88126508209365706,0.88126508209365706,0.88126508209365706,null,8.699999999999859,0,0,0,0,0,0,0,0,0,0,0,0,0,0,0,0,0,0,0,0]
[null,null,872,8.7099999999998587,0.88392593330688496,0.88392593330688496,0.88392593330688496,0.88392593330688496,0.88392593330688496,0.88392593330688496,0.88392593330688496,0.88392593330688496,0.88392593330688496,0.88392593330688496,0.88392593330688496,0.88392593330688496,0.88392593330688496,0.88392593330688496,0.88392593330688496,0.88392593330688496,0.88392593330688496,0.88392593330688496,0.88392593330688496,0.88392593330688496,null,8.7099999999998587,0,0,0,0,0,0,0,0,0,0,0,0,0,0,0,0,0,0,0,0]
[null,null,873,8.7199999999998585,0.88659402854986002,0.88659402854986002,0.88659402854986002,0.88659402854986002,0.88659402854986002,0.88659402854986002,0.88659402854986002,0.88659402854986002,0.88659402854986002,0.88659402854986002,0.88659402854986002,0.88659402854986002,0.88659402854986002,0.88659402854986002,0.88659402854986002,0.88659402854986002,0.88659402854986002,0.88659402854986002,0.88659402854986002,0.88659402854986002,null,8.7199999999998585,0,0,0,0,0,0,0,0,0,0,0,0,0,0,0,0,0,0,0,0]
[null,null,874,8.7299999999998583,0.88926938175308978,0.88926938175308978,0.88926938175308978,0.88926938175308978,0.88926938175308978,0.88926938175308978,0.88926938175308978,0.88926938175308978,0.88926938175308978,0.88926938175308978,0.88926938175308978,0.88926938175308978,0.88926938175308978,0.88926938175308978,0.88926938175308978,0.88926938175308978,0.88926938175308978,0.88926938175308978,0.88926938175308978,0.88926938175308978,null,8.7299999999998583,0,0,0,0,0,0,0,0,0,0,0,0,0,0,0,0,0,0,0,0]
[null,null,875,8.7399999999998581,0.89195200685742793,0.89195200685742793,0.89195200685742793,0.89195200685742793,0.89195200685742793,0.89195200685742793,0.89195200685742793,0.89195200685742793,0.89195200685742793,0.89195200685742793,0.89195200685742793,0.89195200685742793,0.89195200685742793,0.89195200685742793,0.89195200685742793,0.89195200685742793,0.89195200685742793,0.89195200685742793,0.89195200685742793,0.89195200685742793,null,8.7399999999998581,0,0,0,0,0,0,0,0,0,0,0,0,0,0,0,0,0,0,0,0]
[null,null,876,8.7499999999998579,0.89464191781407398,0.89464191781407398,0.89464191781407398,0.89464191781407398,0.89464191781407398,0.89464191781407398,0.89464191781407398,0.89464191781407398,0.89464191781407398,0.89464191781407398,0.89464191781407398,0.89464191781407398,0.89464191781407398,0.89464191781407398,0.89464191781407398,0.89464191781407398,0.89464191781407398,0.89464191781407398,0.89464191781407398,0.89464191781407398,null,8.7499999999998579,0,0,0,0,0,0,0,0,0,0,0,0,0,0,0,0,0,0,0,0]
[null,null,877,8.7599999999998577,0.89733912858457365,0.89733912858457365,0.89733912858457365,0.89733912858457365,0.89733912858457365,0.89733912858457365,0.89733912858457365,0.89733912858457365,0.89733912858457365,0.89733912858457365,0.89733912858457365,0.89733912858457365,0.89733912858457365,0.89733912858457365,0.89733912858457365,0.89733912858457365,0.89733912858457365,0.89733912858457365,0.89733912858457365,0.89733912858457365,null,8.7599999999998577,0,0,0,0,0,0,0,0,0,0,0,0,0,0,0,0,0,0,0,0]
[null,null,878,8.7699999999998575,0.90004365314081836,0.90004365314081836,0.90004365314081836,0.90004365314081836,0.90004365314081836,0.90004365314081836,0.90004365314081836,0.90004365314081836,0.90004365314081836,0.90004365314081836,0.90004365314081836,0.90004365314081836,0.90004365314081836,0.90004365314081836,0.90004365314081836,0.90004365314081836,0.90004365314081836,0.90004365314081836,0.90004365314081836,0.90004365314081836,null,8.7699999999998575,0,0,0,0,0,0,0,0,0,0,0,0,0,0,0,0,0,0,0,0]
[null,null,879,8.7799999999998573,0.9027555054650459,0.9027555054650459,0.9027555054650459,0.9027555054650459,0.9027555054650459,0.9027555054650459,0.9027555054650459,0.9027555054650459,0.9027555054650459,0.9027555054650459,0.9027555054650459,0.9027555054650459,0.9027555054650459,0.9027555054650459,0.9027555054650459,0.9027555054650459,0.9027555054650459,0.9027555054650459,0.9027555054650459,0.9027555054650459,null,8.7799999999998573,0,0,0,0,0,0,0,0,0,0,0,0,0,0,0,0,0,0,0,0]
[null,null,880,8.789999999999857,0.90547469954983939,0.90547469954983939,0.90547469954983939,0.90547469954983939,0.90547469954983939,0.90547469954983939,0.90547469954983939,0.90547469954983939,0.90547469954983939,0.90547469954983939,0.90547469954983939,0.90547469954983939,0.90547469954983939,0.90547469954983939,0.90547469954983939,0.90547469954983939,0.90547469954983939,0.90547469954983939,0.90547469954983939,0.90547469954983939,null,8.789999999999857,0,0,0,0,0,0,0,0,0,0,0,0,0,0,0,0,0,0,0,0]
[null,null,881,8.7999999999998568,0.90820124939812918,0.90820124939812918,0.90820124939812918,0.90820124939812918,0.90820124939812918,0.90820124939812918,0.90820124939812918,0.90820124939812918,0.90820124939812918,0.90820124939812918,0.90820124939812918,0.90820124939812918,0.90820124939812918,0.90820124939812918,0.90820124939812918,0.90820124939812918,0.90820124939812918,0.90820124939812918,0.90820124939812918,0.90820124939812918,null,8.7999999999998568,0,0,0,0,0,0,0,0,0,0,0,0,0,0,0,0,0,0,0,0]
[null,null,882,8.8099999999998566,0.91093516902319016,0.91093516902319016,0.91093516902319016,0.91093516902319016,0.91093516902319016,0.91093516902319016,0.91093516902319016,0.91093516902319016,0.91093516902319016,0.91093516902319016,0.91093516902319016,0.91093516902319016,0.91093516902319016,0.91093516902319016,0.91093516902319016,0.91093516902319016,0.91093516902319016,0.91093516902319016,0.91093516902319016,0.91093516902319016,null,8.8099999999998566,0,0,0,0,0,0,0,0,0,0,0,0,0,0,0,0,0,0,0,0]
[null,null,883,8.8199999999998564,0.91367647244864403,0.91367647244864403,0.91367647244864403,0.91367647244864403,0.91367647244864403,0.91367647244864403,0.91367647244864403,0.91367647244864403,0.91367647244864403,0.91367647244864403,0.91367647244864403,0.91367647244864403,0.91367647244864403,0.91367647244864403,0.91367647244864403,0.91367647244864403,0.91367647244864403,0.91367647244864403,0.91367647244864403,0.91367647244864403,null,8.8199999999998564,0,0,0,0,0,0,0,0,0,0,0,0,0,0,0,0,0,0,0,0]
[null,null,884,8.8299999999998562,0.91642517370845822,0.91642517370845822,0.91642517370845822,0.91642517370845822,0.91642517370845822,0.91642517370845822,0.91642517370845822,0.91642517370845822,0.91642517370845822,0.91642517370845822,0.91642517370845822,0.91642517370845822,0.91642517370845822,0.91642517370845822,0.91642517370845822,0.91642517370845822,0.91642517370845822,0.91642517370845822,0.91642517370845822,0.91642517370845822,null,8.8299999999998562,0,0,0,0,0,0,0,0,0,0,0,0,0,0,0,0,0,0,0,0]
[null,null,885,8.839999999999856,0.91918128684694678,0.91918128684694678,0.91918128684694678,0.91918128684694678,0.91918128684694678,0.91918128684694678,0.91918128684694678,0.91918128684694678,0.91918128684694678,0.91918128684694678,0.91918128684694678,0.91918128684694678,0.91918128684694678,0.91918128684694678,0.91918128684694678,0.91918128684694678,0.91918128684694678,0.91918128684694678,0.91918128684694678,0.91918128684694678,null,8.839999999999856,0,0,0,0,0,0,0,0,0,0,0,0,0,0,0,0,0,0,0,0]
[null,null,886,8.8499999999998558,0.92194482591876847,0.92194482591876847,0.92194482591876847,0.92194482591876847,0.92194482591876847,0.92194482591876847,0.92194482591876847,0.92194482591876847,0.92194482591876847,0.92194482591876847,0.92194482591876847,0.92194482591876847,0.92194482591876847,0.92194482591876847,0.92194482591876847,0.92194482591876847,0.92194482591876847,0.92194482591876847,0.92194482591876847,0.92194482591876847,null,8.8499999999998558,0,0,0,0,0,0,0,0,0,0,0,0,0,0,0,0,0,0,0,0]
[null,null,887,8.8599999999998555,0.92471580498892947,0.92471580498892947,0.92471580498892947,0.92471580498892947,0.92471580498892947,0.92471580498892947,0.92471580498892947,0.92471580498892947,0.92471580498892947,0.92471580498892947,0.92471580498892947,0.92471580498892947,0.92471580498892947,0.92471580498892947,0.92471580498892947,0.92471580498892947,0.92471580498892947,0.92471580498892947,0.92471580498892947,0.92471580498892947,null,8.8599999999998555,0,0,0,0,0,0,0,0,0,0,0,0,0,0,0,0,0,0,0,0]
[null,null,888,8.8699999999998553,0.92749423813278076,0.92749423813278076,0.92749423813278076,0.92749423813278076,0.92749423813278076,0.92749423813278076,0.92749423813278076,0.92749423813278076,0.92749423813278076,0.92749423813278076,0.92749423813278076,0.92749423813278076,0.92749423813278076,0.92749423813278076,0.92749423813278076,0.92749423813278076,0.92749423813278076,0.92749423813278076,0.92749423813278076,0.92749423813278076,null,8.8699999999998553,0,0,0,0,0,0,0,0,0,0,0,0,0,0,0,0,0,0,0,0]
[null,null,889,8.8799999999998551,0.93028013943602039,0.93028013943602039,0.93028013943602039,0.93028013943602039,0.93028013943602039,0.93028013943602039,0.93028013943602039,0.93028013943602039,0.93028013943602039,0.93028013943602039,0.93028013943602039,0.93028013943602039,0.93028013943602039,0.93028013943602039,0.93028013943602039,0.93028013943602039,0.93028013943602039,0.93028013943602039,0.93028013943602039,0.93028013943602039,null,8.8799999999998551,0,0,0,0,0,0,0,0,0,0,0,0,0,0,0,0,0,0,0,0]
[null,null,890,8.8899999999998549,0.93307352299469137,0.93307352299469137,0.93307352299469137,0.93307352299469137,0.93307352299469137,0.93307352299469137,0.93307352299469137,0.93307352299469137,0.93307352299469137,0.93307352299469137,0.93307352299469137,0.93307352299469137,0.93307352299469137,0.93307352299469137,0.93307352299469137,0.93307352299469137,0.93307352299469137,0.93307352299469137,0.93307352299469137,0.93307352299469137,null,8.8899999999998549,0,0,0,0,0,0,0,0,0,0,0,0,0,0,0,0,0,0,0,0]
[null,null,891,8.8999999999998547,0.93587440291518342,0.93587440291518342,0.93587440291518342,0.93587440291518342,0.93587440291518342,0.93587440291518342,0.93587440291518342,0.93587440291518342,0.93587440291518342,0.93587440291518342,0.93587440291518342,0.93587440291518342,0.93587440291518342,0.93587440291518342,0.93587440291518342,0.93587440291518342,0.93587440291518342,0.93587440291518342,0.93587440291518342,0.93587440291518342,null,8.8999999999998547,0,0,0,0,0,0,0,0,0,0,0,0,0,0,0,0,0,0,0,0]
[null,null,892,8.9099999999998545,0.93868279331423199,0.93868279331423199,0.93868279331423199,0.93868279331423199,0.93868279331423199,0.93868279331423199,0.93868279331423199,0.93868279331423199,0.93868279331423199,0.93868279331423199,0.93868279331423199,0.93868279331423199,0.93868279331423199,0.93868279331423199,0.93868279331423199,0.93868279331423199,0.93868279331423199,0.93868279331423199,0.93868279331423199,0.93868279331423199,null,8.9099999999998545,0,0,0,0,0,0,0,0,0,0,0,0,0,0,0,0,0,0,0,0]
[null,null,893,8.9199999999998543,0.9414987083189188,0.9414987083189188,0.9414987083189188,0.9414987083189188,0.9414987083189188,0.9414987083189188,0.9414987083189188,0.9414987083189188,0.9414987083189188,0.9414987083189188,0.9414987083189188,0.9414987083189188,0.9414987083189188,0.9414987083189188,0.9414987083189188,0.9414987083189188,0.9414987083189188,0.9414987083189188,0.9414987083189188,0.9414987083189188,null,8.9199999999998543,0,0,0,0,0,0,0,0,0,0,0,0,0,0,0,0,0,0,0,0]
[null,null,894,8.9299999999998541,0.94432216206667074,0.94432216206667074,0.94432216206667074,0.94432216206667074,0.94432216206667074,0.94432216206667074,0.94432216206667074,0.94432216206667074,0.94432216206667074,0.94432216206667074,0.94432216206667074,0.94432216206667074,0.94432216206667074,0.94432216206667074,0.94432216206667074,0.94432216206667074,0.94432216206667074,0.94432216206667074,0.94432216206667074,0.94432216206667074,null,8.9299999999998541,0,0,0,0,0,0,0,0,0,0,0,0,0,0,0,0,0,0,0,0]
[null,null,895,8.9399999999998538,0.94715316870526178,0.94715316870526178,0.94715316870526178,0.94715316870526178,0.94715316870526178,0.94715316870526178,0.94715316870526178,0.94715316870526178,0.94715316870526178,0.94715316870526178,0.94715316870526178,0.94715316870526178,0.94715316870526178,0.94715316870526178,0.94715316870526178,0.94715316870526178,0.94715316870526178,0.94715316870526178,0.94715316870526178,0.94715316870526178,null,8.9399999999998538,0,0,0,0,0,0,0,0,0,0,0,0,0,0,0,0,0,0,0,0]
[null,null,896,8.9499999999998536,0.94999174239281114,0.94999174239281114,0.94999174239281114,0.94999174239281114,0.94999174239281114,0.94999174239281114,0.94999174239281114,0.94999174239281114,0.94999174239281114,0.94999174239281114,0.94999174239281114,0.94999174239281114,0.94999174239281114,0.94999174239281114,0.94999174239281114,0.94999174239281114,0.94999174239281114,0.94999174239281114,0.94999174239281114,0.94999174239281114,null,8.9499999999998536,0,0,0,0,0,0,0,0,0,0,0,0,0,0,0,0,0,0,0,0]
[null,null,897,8.9599999999998534,0.95283789729778412,0.95283789729778412,0.95283789729778412,0.95283789729778412,0.95283789729778412,0.95283789729778412,0.95283789729778412,0.95283789729778412,0.95283789729778412,0.95283789729778412,0.95283789729778412,0.95283789729778412,0.95283789729778412,0.95283789729778412,0.95283789729778412,0.95283789729778412,0.95283789729778412,0.95283789729778412,0.95283789729778412,0.95283789729778412,null,8.9599999999998534,0,0,0,0,0,0,0,0,0,0,0,0,0,0,0,0,0,0,0,0]
[null,null,898,{"$f":"D941+0.01","v":8.9699999999998532},{"$f":"IF(AD$16=0,0,IF(E$36*$D942^4  +    E$37*$D942^3   +    E$38*$D942^2    +    E$39*$D942   +    E$40>1,1,E$36*$D942^4  +    E$37*$D942^3   +    E$38*$D942^2    +    E$39*$D942   +    E$40))","v":0.95569164759899261},{"$f":"IF(AE$16=0,0,IF(F$36*$D942^4  +    F$37*$D942^3   +    F$38*$D942^2    +    F$39*$D942   +    F$40>1,1,F$36*$D942^4  +    F$37*$D942^3   +    F$38*$D942^2    +    F$39*$D942   +    F$40))","v":0.95569164759899261},{"$f":"IF(AF$16=0,0,IF(G$36*$D942^4  +    G$37*$D942^3   +    G$38*$D942^2    +    G$39*$D942   +    G$40>1,1,G$36*$D942^4  +    G$37*$D942^3   +    G$38*$D942^2    +    G$39*$D942   +    G$40))","v":0.95569164759899261},{"$f":"IF(AG$16=0,0,IF(H$36*$D942^4  +    H$37*$D942^3   +    H$38*$D942^2    +    H$39*$D942   +    H$40>1,1,H$36*$D942^4  +    H$37*$D942^3   +    H$38*$D942^2    +    H$39*$D942   +    H$40))","v":0.95569164759899261},0.95569164759899261,0.95569164759899261,0.95569164759899261,0.95569164759899261,0.95569164759899261,0.95569164759899261,0.95569164759899261,0.95569164759899261,0.95569164759899261,0.95569164759899261,0.95569164759899261,0.95569164759899261,0.95569164759899261,0.95569164759899261,0.95569164759899261,0.95569164759899261,null,{"$f":"Z941+0.01","v":8.9699999999998532},{"$f":"IF(AA$43<>0,INDEX(E$45:E$1045, MATCH($Z942*(AA$43/24), $D$45:$D$1045)), 0)","v":0},{"$f":"IF(AB$43<>0,INDEX(F$45:F$1045, MATCH($Z942*(AB$43/24), $D$45:$D$1045)), 0)","v":0},{"$f":"IF(AC$43<>0,INDEX(G$45:G$1045, MATCH($Z942*(AC$43/24), $D$45:$D$1045)), 0)","v":0},{"$f":"IF(AD$43<>0,INDEX(H$45:H$1045, MATCH($Z942*(AD$43/24), $D$45:$D$1045)), 0)","v":0},{"$f":"IF(AE$43<>0,INDEX(I$45:I$1045, MATCH($Z942*(AE$43/24), $D$45:$D$1045)), 0)","v":0},{"$f":"IF(AF$43<>0,INDEX(J$45:J$1045, MATCH($Z942*(AF$43/24), $D$45:$D$1045)), 0)","v":0},{"$f":"IF(AG$43<>0,INDEX(K$45:K$1045, MATCH($Z942*(AG$43/24), $D$45:$D$1045)), 0)","v":0},{"$f":"IF(AH$43<>0,INDEX(L$45:L$1045, MATCH($Z942*(AH$43/24), $D$45:$D$1045)), 0)","v":0},{"$f":"IF(AI$43<>0,INDEX(M$45:M$1045, MATCH($Z942*(AI$43/24), $D$45:$D$1045)), 0)","v":0},{"$f":"IF(AJ$43<>0,INDEX(N$45:N$1045, MATCH($Z942*(AJ$43/24), $D$45:$D$1045)), 0)","v":0},{"$f":"IF(AK$43<>0,INDEX(O$45:O$1045, MATCH($Z942*(AK$43/24), $D$45:$D$1045)), 0)","v":0},{"$f":"IF(AL$43<>0,INDEX(P$45:P$1045, MATCH($Z942*(AL$43/24), $D$45:$D$1045)), 0)","v":0},{"$f":"IF(AM$43<>0,INDEX(Q$45:Q$1045, MATCH($Z942*(AM$43/24), $D$45:$D$1045)), 0)","v":0},{"$f":"IF(AN$43<>0,INDEX(R$45:R$1045, MATCH($Z942*(AN$43/24), $D$45:$D$1045)), 0)","v":0},{"$f":"IF(AO$43<>0,INDEX(S$45:S$1045, MATCH($Z942*(AO$43/24), $D$45:$D$1045)), 0)","v":0},{"$f":"IF(AP$43<>0,INDEX(T$45:T$1045, MATCH($Z942*(AP$43/24), $D$45:$D$1045)), 0)","v":0},{"$f":"IF(AQ$43<>0,INDEX(U$45:U$1045, MATCH($Z942*(AQ$43/24), $D$45:$D$1045)), 0)","v":0},{"$f":"IF(AR$43<>0,INDEX(V$45:V$1045, MATCH($Z942*(AR$43/24), $D$45:$D$1045)), 0)","v":0},{"$f":"IF(AS$43<>0,INDEX(W$45:W$1045, MATCH($Z942*(AS$43/24), $D$45:$D$1045)), 0)","v":0},{"$f":"IF(AT$43<>0,INDEX(X$45:X$1045, MATCH($Z942*(AT$43/24), $D$45:$D$1045)), 0)","v":0}]
[null,null,{"$f":"C942+1","v":899},8.979999999999853,0.9585530074855938,0.9585530074855938,0.9585530074855938,0.9585530074855938,0.9585530074855938,0.9585530074855938,0.9585530074855938,0.9585530074855938,0.9585530074855938,0.9585530074855938,0.9585530074855938,0.9585530074855938,0.9585530074855938,0.9585530074855938,0.9585530074855938,0.9585530074855938,0.9585530074855938,0.9585530074855938,0.9585530074855938,0.9585530074855938,null,8.979999999999853,0,0,0,0,0,0,0,0,0,0,0,0,0,0,0,0,0,0,0,0]
[null,null,900,8.9899999999998528,0.96142199115709126,0.96142199115709126,0.96142199115709126,0.96142199115709126,0.96142199115709126,0.96142199115709126,0.96142199115709126,0.96142199115709126,0.96142199115709126,0.96142199115709126,0.96142199115709126,0.96142199115709126,0.96142199115709126,0.96142199115709126,0.96142199115709126,0.96142199115709126,0.96142199115709126,0.96142199115709126,0.96142199115709126,0.96142199115709126,null,8.9899999999998528,0,0,0,0,0,0,0,0,0,0,0,0,0,0,0,0,0,0,0,0]
[null,null,901,8.9999999999998526,0.96429861282333396,0.96429861282333396,0.96429861282333396,0.96429861282333396,0.96429861282333396,0.96429861282333396,0.96429861282333396,0.96429861282333396,0.96429861282333396,0.96429861282333396,0.96429861282333396,0.96429861282333396,0.96429861282333396,0.96429861282333396,0.96429861282333396,0.96429861282333396,0.96429861282333396,0.96429861282333396,0.96429861282333396,0.96429861282333396,null,8.9999999999998526,0,0,0,0,0,0,0,0,0,0,0,0,0,0,0,0,0,0,0,0]
[null,null,902,9.0099999999998523,0.96718288670451769,0.96718288670451769,0.96718288670451769,0.96718288670451769,0.96718288670451769,0.96718288670451769,0.96718288670451769,0.96718288670451769,0.96718288670451769,0.96718288670451769,0.96718288670451769,0.96718288670451769,0.96718288670451769,0.96718288670451769,0.96718288670451769,0.96718288670451769,0.96718288670451769,0.96718288670451769,0.96718288670451769,0.96718288670451769,null,9.0099999999998523,0,0,0,0,0,0,0,0,0,0,0,0,0,0,0,0,0,0,0,0]
[null,null,903,9.0199999999998521,0.97007482703118364,0.97007482703118364,0.97007482703118364,0.97007482703118364,0.97007482703118364,0.97007482703118364,0.97007482703118364,0.97007482703118364,0.97007482703118364,0.97007482703118364,0.97007482703118364,0.97007482703118364,0.97007482703118364,0.97007482703118364,0.97007482703118364,0.97007482703118364,0.97007482703118364,0.97007482703118364,0.97007482703118364,0.97007482703118364,null,9.0199999999998521,0,0,0,0,0,0,0,0,0,0,0,0,0,0,0,0,0,0,0,0]
[null,null,904,9.0299999999998519,0.97297444804421962,0.97297444804421962,0.97297444804421962,0.97297444804421962,0.97297444804421962,0.97297444804421962,0.97297444804421962,0.97297444804421962,0.97297444804421962,0.97297444804421962,0.97297444804421962,0.97297444804421962,0.97297444804421962,0.97297444804421962,0.97297444804421962,0.97297444804421962,0.97297444804421962,0.97297444804421962,0.97297444804421962,0.97297444804421962,null,9.0299999999998519,0,0,0,0,0,0,0,0,0,0,0,0,0,0,0,0,0,0,0,0]
[null,null,905,9.0399999999998517,0.9758817639948586,0.9758817639948586,0.9758817639948586,0.9758817639948586,0.9758817639948586,0.9758817639948586,0.9758817639948586,0.9758817639948586,0.9758817639948586,0.9758817639948586,0.9758817639948586,0.9758817639948586,0.9758817639948586,0.9758817639948586,0.9758817639948586,0.9758817639948586,0.9758817639948586,0.9758817639948586,0.9758817639948586,0.9758817639948586,null,9.0399999999998517,0,0,0,0,0,0,0,0,0,0,0,0,0,0,0,0,0,0,0,0]
[null,null,906,9.0499999999998515,0.97879678914467994,0.97879678914467994,0.97879678914467994,0.97879678914467994,0.97879678914467994,0.97879678914467994,0.97879678914467994,0.97879678914467994,0.97879678914467994,0.97879678914467994,0.97879678914467994,0.97879678914467994,0.97879678914467994,0.97879678914467994,0.97879678914467994,0.97879678914467994,0.97879678914467994,0.97879678914467994,0.97879678914467994,0.97879678914467994,null,9.0499999999998515,0,0,0,0,0,0,0,0,0,0,0,0,0,0,0,0,0,0,0,0]
[null,null,907,9.0599999999998513,0.9817195377656095,0.9817195377656095,0.9817195377656095,0.9817195377656095,0.9817195377656095,0.9817195377656095,0.9817195377656095,0.9817195377656095,0.9817195377656095,0.9817195377656095,0.9817195377656095,0.9817195377656095,0.9817195377656095,0.9817195377656095,0.9817195377656095,0.9817195377656095,0.9817195377656095,0.9817195377656095,0.9817195377656095,0.9817195377656095,null,9.0599999999998513,0,0,0,0,0,0,0,0,0,0,0,0,0,0,0,0,0,0,0,0]
[null,null,908,9.0699999999998511,0.9846500241399182,0.9846500241399182,0.9846500241399182,0.9846500241399182,0.9846500241399182,0.9846500241399182,0.9846500241399182,0.9846500241399182,0.9846500241399182,0.9846500241399182,0.9846500241399182,0.9846500241399182,0.9846500241399182,0.9846500241399182,0.9846500241399182,0.9846500241399182,0.9846500241399182,0.9846500241399182,0.9846500241399182,0.9846500241399182,null,9.0699999999998511,0,0,0,0,0,0,0,0,0,0,0,0,0,0,0,0,0,0,0,0]
[null,null,909,9.0799999999998509,0.98758826256022347,0.98758826256022347,0.98758826256022347,0.98758826256022347,0.98758826256022347,0.98758826256022347,0.98758826256022347,0.98758826256022347,0.98758826256022347,0.98758826256022347,0.98758826256022347,0.98758826256022347,0.98758826256022347,0.98758826256022347,0.98758826256022347,0.98758826256022347,0.98758826256022347,0.98758826256022347,0.98758826256022347,0.98758826256022347,null,9.0799999999998509,0,0,0,0,0,0,0,0,0,0,0,0,0,0,0,0,0,0,0,0]
[null,null,910,9.0899999999998506,0.9905342673294889,0.9905342673294889,0.9905342673294889,0.9905342673294889,0.9905342673294889,0.9905342673294889,0.9905342673294889,0.9905342673294889,0.9905342673294889,0.9905342673294889,0.9905342673294889,0.9905342673294889,0.9905342673294889,0.9905342673294889,0.9905342673294889,0.9905342673294889,0.9905342673294889,0.9905342673294889,0.9905342673294889,0.9905342673294889,null,9.0899999999998506,0,0,0,0,0,0,0,0,0,0,0,0,0,0,0,0,0,0,0,0]
[null,null,911,9.0999999999998504,0.99348805276102337,0.99348805276102337,0.99348805276102337,0.99348805276102337,0.99348805276102337,0.99348805276102337,0.99348805276102337,0.99348805276102337,0.99348805276102337,0.99348805276102337,0.99348805276102337,0.99348805276102337,0.99348805276102337,0.99348805276102337,0.99348805276102337,0.99348805276102337,0.99348805276102337,0.99348805276102337,0.99348805276102337,0.99348805276102337,null,9.0999999999998504,0,0,0,0,0,0,0,0,0,0,0,0,0,0,0,0,0,0,0,0]
[null,null,912,9.1099999999998502,0.99644963317848267,0.99644963317848267,0.99644963317848267,0.99644963317848267,0.99644963317848267,0.99644963317848267,0.99644963317848267,0.99644963317848267,0.99644963317848267,0.99644963317848267,0.99644963317848267,0.99644963317848267,0.99644963317848267,0.99644963317848267,0.99644963317848267,0.99644963317848267,0.99644963317848267,0.99644963317848267,0.99644963317848267,0.99644963317848267,null,9.1099999999998502,0,0,0,0,0,0,0,0,0,0,0,0,0,0,0,0,0,0,0,0]
[null,null,913,9.11999999999985,0.99941902291586804,0.99941902291586804,0.99941902291586804,0.99941902291586804,{"$f":"IF(AH$16=0,0,IF(I$36*$D957^4  +    I$37*$D957^3   +    I$38*$D957^2    +    I$39*$D957   +    I$40>1,1,I$36*$D957^4  +    I$37*$D957^3   +    I$38*$D957^2    +    I$39*$D957   +    I$40))","v":0.99941902291586804},{"$f":"IF(AI$16=0,0,IF(J$36*$D957^4  +    J$37*$D957^3   +    J$38*$D957^2    +    J$39*$D957   +    J$40>1,1,J$36*$D957^4  +    J$37*$D957^3   +    J$38*$D957^2    +    J$39*$D957   +    J$40))","v":0.99941902291586804},{"$f":"IF(AJ$16=0,0,IF(K$36*$D957^4  +    K$37*$D957^3   +    K$38*$D957^2    +    K$39*$D957   +    K$40>1,1,K$36*$D957^4  +    K$37*$D957^3   +    K$38*$D957^2    +    K$39*$D957   +    K$40))","v":0.99941902291586804},{"$f":"IF(AK$16=0,0,IF(L$36*$D957^4  +    L$37*$D957^3   +    L$38*$D957^2    +    L$39*$D957   +    L$40>1,1,L$36*$D957^4  +    L$37*$D957^3   +    L$38*$D957^2    +    L$39*$D957   +    L$40))","v":0.99941902291586804},{"$f":"IF(AL$16=0,0,IF(M$36*$D957^4  +    M$37*$D957^3   +    M$38*$D957^2    +    M$39*$D957   +    M$40>1,1,M$36*$D957^4  +    M$37*$D957^3   +    M$38*$D957^2    +    M$39*$D957   +    M$40))","v":0.99941902291586804},{"$f":"IF(AM$16=0,0,IF(N$36*$D957^4  +    N$37*$D957^3   +    N$38*$D957^2    +    N$39*$D957   +    N$40>1,1,N$36*$D957^4  +    N$37*$D957^3   +    N$38*$D957^2    +    N$39*$D957   +    N$40))","v":0.99941902291586804},{"$f":"IF(AN$16=0,0,IF(O$36*$D957^4  +    O$37*$D957^3   +    O$38*$D957^2    +    O$39*$D957   +    O$40>1,1,O$36*$D957^4  +    O$37*$D957^3   +    O$38*$D957^2    +    O$39*$D957   +    O$40))","v":0.99941902291586804},{"$f":"IF(AO$16=0,0,IF(P$36*$D957^4  +    P$37*$D957^3   +    P$38*$D957^2    +    P$39*$D957   +    P$40>1,1,P$36*$D957^4  +    P$37*$D957^3   +    P$38*$D957^2    +    P$39*$D957   +    P$40))","v":0.99941902291586804},{"$f":"IF(AP$16=0,0,IF(Q$36*$D957^4  +    Q$37*$D957^3   +    Q$38*$D957^2    +    Q$39*$D957   +    Q$40>1,1,Q$36*$D957^4  +    Q$37*$D957^3   +    Q$38*$D957^2    +    Q$39*$D957   +    Q$40))","v":0.99941902291586804},{"$f":"IF(AQ$16=0,0,IF(R$36*$D957^4  +    R$37*$D957^3   +    R$38*$D957^2    +    R$39*$D957   +    R$40>1,1,R$36*$D957^4  +    R$37*$D957^3   +    R$38*$D957^2    +    R$39*$D957   +    R$40))","v":0.99941902291586804},{"$f":"IF(AR$16=0,0,IF(S$36*$D957^4  +    S$37*$D957^3   +    S$38*$D957^2    +    S$39*$D957   +    S$40>1,1,S$36*$D957^4  +    S$37*$D957^3   +    S$38*$D957^2    +    S$39*$D957   +    S$40))","v":0.99941902291586804},{"$f":"IF(AS$16=0,0,IF(T$36*$D957^4  +    T$37*$D957^3   +    T$38*$D957^2    +    T$39*$D957   +    T$40>1,1,T$36*$D957^4  +    T$37*$D957^3   +    T$38*$D957^2    +    T$39*$D957   +    T$40))","v":0.99941902291586804},{"$f":"IF(AT$16=0,0,IF(U$36*$D957^4  +    U$37*$D957^3   +    U$38*$D957^2    +    U$39*$D957   +    U$40>1,1,U$36*$D957^4  +    U$37*$D957^3   +    U$38*$D957^2    +    U$39*$D957   +    U$40))","v":0.99941902291586804},{"$f":"IF(AU$16=0,0,IF(V$36*$D957^4  +    V$37*$D957^3   +    V$38*$D957^2    +    V$39*$D957   +    V$40>1,1,V$36*$D957^4  +    V$37*$D957^3   +    V$38*$D957^2    +    V$39*$D957   +    V$40))","v":0.99941902291586804},{"$f":"IF(AV$16=0,0,IF(W$36*$D957^4  +    W$37*$D957^3   +    W$38*$D957^2    +    W$39*$D957   +    W$40>1,1,W$36*$D957^4  +    W$37*$D957^3   +    W$38*$D957^2    +    W$39*$D957   +    W$40))","v":0.99941902291586804},{"$f":"IF(AW$16=0,0,IF(X$36*$D957^4  +    X$37*$D957^3   +    X$38*$D957^2    +    X$39*$D957   +    X$40>1,1,X$36*$D957^4  +    X$37*$D957^3   +    X$38*$D957^2    +    X$39*$D957   +    X$40))","v":0.99941902291586804},null,9.11999999999985,0,0,0,0,0,0,0,0,0,0,0,0,0,0,0,0,0,0,0,0]
[null,null,914,9.1299999999998498,1,1,1,1,1,1,1,1,1,1,1,1,1,1,1,1,1,1,1,1,null,9.1299999999998498,0,0,0,0,0,0,0,0,0,0,0,0,0,0,0,0,0,0,0,0]
[null,null,915,9.1399999999998496,1,1,1,1,1,1,1,1,1,1,1,1,1,1,1,1,1,1,1,1,null,9.1399999999998496,0,0,0,0,0,0,0,0,0,0,0,0,0,0,0,0,0,0,0,0]
[null,null,916,9.1499999999998494,1,1,1,1,1,1,1,1,1,1,1,1,1,1,1,1,1,1,1,1,null,9.1499999999998494,0,0,0,0,0,0,0,0,0,0,0,0,0,0,0,0,0,0,0,0]
[null,null,917,9.1599999999998492,1,1,1,1,1,1,1,1,1,1,1,1,1,1,1,1,1,1,1,1,null,9.1599999999998492,0,0,0,0,0,0,0,0,0,0,0,0,0,0,0,0,0,0,0,0]
[null,null,918,9.1699999999998489,1,1,1,1,1,1,1,1,1,1,1,1,1,1,1,1,1,1,1,1,null,9.1699999999998489,0,0,0,0,0,0,0,0,0,0,0,0,0,0,0,0,0,0,0,0]
[null,null,919,9.1799999999998487,1,1,1,1,1,1,1,1,1,1,1,1,1,1,1,1,1,1,1,1,null,9.1799999999998487,0,0,0,0,0,0,0,0,0,0,0,0,0,0,0,0,0,0,0,0]
[null,null,920,9.1899999999998485,1,1,1,1,1,1,1,1,1,1,1,1,1,1,1,1,1,1,1,1,null,9.1899999999998485,0,0,0,0,0,0,0,0,0,0,0,0,0,0,0,0,0,0,0,0]
[null,null,921,9.1999999999998483,1,1,1,1,1,1,1,1,1,1,1,1,1,1,1,1,1,1,1,1,null,9.1999999999998483,0,0,0,0,0,0,0,0,0,0,0,0,0,0,0,0,0,0,0,0]
[null,null,922,9.2099999999998481,1,1,1,1,1,1,1,1,1,1,1,1,1,1,1,1,1,1,1,1,null,9.2099999999998481,0,0,0,0,0,0,0,0,0,0,0,0,0,0,0,0,0,0,0,0]
[null,null,923,9.2199999999998479,1,1,1,1,1,1,1,1,1,1,1,1,1,1,1,1,1,1,1,1,null,9.2199999999998479,0,0,0,0,0,0,0,0,0,0,0,0,0,0,0,0,0,0,0,0]
[null,null,924,9.2299999999998477,1,1,1,1,1,1,1,1,1,1,1,1,1,1,1,1,1,1,1,1,null,9.2299999999998477,0,0,0,0,0,0,0,0,0,0,0,0,0,0,0,0,0,0,0,0]
[null,null,925,9.2399999999998474,1,1,1,1,1,1,1,1,1,1,1,1,1,1,1,1,1,1,1,1,null,9.2399999999998474,0,0,0,0,0,0,0,0,0,0,0,0,0,0,0,0,0,0,0,0]
[null,null,926,9.2499999999998472,1,1,1,1,1,1,1,1,1,1,1,1,1,1,1,1,1,1,1,1,null,9.2499999999998472,0,0,0,0,0,0,0,0,0,0,0,0,0,0,0,0,0,0,0,0]
[null,null,927,9.259999999999847,1,1,1,1,1,1,1,1,1,1,1,1,1,1,1,1,1,1,1,1,null,9.259999999999847,0,0,0,0,0,0,0,0,0,0,0,0,0,0,0,0,0,0,0,0]
[null,null,928,9.2699999999998468,1,1,1,1,1,1,1,1,1,1,1,1,1,1,1,1,1,1,1,1,null,9.2699999999998468,0,0,0,0,0,0,0,0,0,0,0,0,0,0,0,0,0,0,0,0]
[null,null,929,9.2799999999998466,1,1,1,1,1,1,1,1,1,1,1,1,1,1,1,1,1,1,1,1,null,9.2799999999998466,0,0,0,0,0,0,0,0,0,0,0,0,0,0,0,0,0,0,0,0]
[null,null,930,9.2899999999998464,1,1,1,1,1,1,1,1,1,1,1,1,1,1,1,1,1,1,1,1,null,9.2899999999998464,0,0,0,0,0,0,0,0,0,0,0,0,0,0,0,0,0,0,0,0]
[null,null,931,9.2999999999998462,1,1,1,1,1,1,1,1,1,1,1,1,1,1,1,1,1,1,1,1,null,9.2999999999998462,0,0,0,0,0,0,0,0,0,0,0,0,0,0,0,0,0,0,0,0]
[null,null,932,9.309999999999846,1,1,1,1,1,1,1,1,1,1,1,1,1,1,1,1,1,1,1,1,null,9.309999999999846,0,0,0,0,0,0,0,0,0,0,0,0,0,0,0,0,0,0,0,0]
[null,null,933,9.3199999999998457,1,1,1,1,1,1,1,1,1,1,1,1,1,1,1,1,1,1,1,1,null,9.3199999999998457,0,0,0,0,0,0,0,0,0,0,0,0,0,0,0,0,0,0,0,0]
[null,null,934,9.3299999999998455,1,1,1,1,1,1,1,1,1,1,1,1,1,1,1,1,1,1,1,1,null,9.3299999999998455,0,0,0,0,0,0,0,0,0,0,0,0,0,0,0,0,0,0,0,0]
[null,null,935,9.3399999999998453,1,1,1,1,1,1,1,1,1,1,1,1,1,1,1,1,1,1,1,1,null,9.3399999999998453,0,0,0,0,0,0,0,0,0,0,0,0,0,0,0,0,0,0,0,0]
[null,null,936,9.3499999999998451,1,1,1,1,1,1,1,1,1,1,1,1,1,1,1,1,1,1,1,1,null,9.3499999999998451,0,0,0,0,0,0,0,0,0,0,0,0,0,0,0,0,0,0,0,0]
[null,null,937,9.3599999999998449,1,1,1,1,1,1,1,1,1,1,1,1,1,1,1,1,1,1,1,1,null,9.3599999999998449,0,0,0,0,0,0,0,0,0,0,0,0,0,0,0,0,0,0,0,0]
[null,null,938,9.3699999999998447,1,1,1,1,1,1,1,1,1,1,1,1,1,1,1,1,1,1,1,1,null,9.3699999999998447,0,0,0,0,0,0,0,0,0,0,0,0,0,0,0,0,0,0,0,0]
[null,null,939,9.3799999999998445,1,1,1,1,1,1,1,1,1,1,1,1,1,1,1,1,1,1,1,1,null,9.3799999999998445,0,0,0,0,0,0,0,0,0,0,0,0,0,0,0,0,0,0,0,0]
[null,null,940,9.3899999999998442,1,1,1,1,1,1,1,1,1,1,1,1,1,1,1,1,1,1,1,1,null,9.3899999999998442,0,0,0,0,0,0,0,0,0,0,0,0,0,0,0,0,0,0,0,0]
[null,null,941,9.399999999999844,1,1,1,1,1,1,1,1,1,1,1,1,1,1,1,1,1,1,1,1,null,9.399999999999844,0,0,0,0,0,0,0,0,0,0,0,0,0,0,0,0,0,0,0,0]
[null,null,942,9.4099999999998438,1,1,1,1,1,1,1,1,1,1,1,1,1,1,1,1,1,1,1,1,null,9.4099999999998438,0,0,0,0,0,0,0,0,0,0,0,0,0,0,0,0,0,0,0,0]
[null,null,943,9.4199999999998436,1,1,1,1,1,1,1,1,1,1,1,1,1,1,1,1,1,1,1,1,null,9.4199999999998436,0,0,0,0,0,0,0,0,0,0,0,0,0,0,0,0,0,0,0,0]
[null,null,944,9.4299999999998434,1,1,1,1,1,1,1,1,1,1,1,1,1,1,1,1,1,1,1,1,null,9.4299999999998434,0,0,0,0,0,0,0,0,0,0,0,0,0,0,0,0,0,0,0,0]
[null,null,945,9.4399999999998432,1,1,1,1,1,1,1,1,1,1,1,1,1,1,1,1,1,1,1,1,null,9.4399999999998432,0,0,0,0,0,0,0,0,0,0,0,0,0,0,0,0,0,0,0,0]
[null,null,946,9.449999999999843,1,1,1,1,1,1,1,1,1,1,1,1,1,1,1,1,1,1,1,1,null,9.449999999999843,0,0,0,0,0,0,0,0,0,0,0,0,0,0,0,0,0,0,0,0]
[null,null,947,9.4599999999998428,1,1,1,1,1,1,1,1,1,1,1,1,1,1,1,1,1,1,1,1,null,9.4599999999998428,0,0,0,0,0,0,0,0,0,0,0,0,0,0,0,0,0,0,0,0]
[null,null,948,9.4699999999998425,1,1,1,1,1,1,1,1,1,1,1,1,1,1,1,1,1,1,1,1,null,9.4699999999998425,0,0,0,0,0,0,0,0,0,0,0,0,0,0,0,0,0,0,0,0]
[null,null,949,9.4799999999998423,1,1,1,1,1,1,1,1,1,1,1,1,1,1,1,1,1,1,1,1,null,9.4799999999998423,0,0,0,0,0,0,0,0,0,0,0,0,0,0,0,0,0,0,0,0]
[null,null,950,9.4899999999998421,1,1,1,1,1,1,1,1,1,1,1,1,1,1,1,1,1,1,1,1,null,9.4899999999998421,0,0,0,0,0,0,0,0,0,0,0,0,0,0,0,0,0,0,0,0]
[null,null,951,9.4999999999998419,1,1,1,1,1,1,1,1,1,1,1,1,1,1,1,1,1,1,1,1,null,9.4999999999998419,0,0,0,0,0,0,0,0,0,0,0,0,0,0,0,0,0,0,0,0]
[null,null,952,9.5099999999998417,1,1,1,1,1,1,1,1,1,1,1,1,1,1,1,1,1,1,1,1,null,9.5099999999998417,0,0,0,0,0,0,0,0,0,0,0,0,0,0,0,0,0,0,0,0]
[null,null,953,9.5199999999998415,1,1,1,1,1,1,1,1,1,1,1,1,1,1,1,1,1,1,1,1,null,9.5199999999998415,0,0,0,0,0,0,0,0,0,0,0,0,0,0,0,0,0,0,0,0]
[null,null,954,9.5299999999998413,1,1,1,1,1,1,1,1,1,1,1,1,1,1,1,1,1,1,1,1,null,9.5299999999998413,0,0,0,0,0,0,0,0,0,0,0,0,0,0,0,0,0,0,0,0]
[null,null,955,9.5399999999998411,1,1,1,1,1,1,1,1,1,1,1,1,1,1,1,1,1,1,1,1,null,9.5399999999998411,0,0,0,0,0,0,0,0,0,0,0,0,0,0,0,0,0,0,0,0]
[null,null,956,9.5499999999998408,1,1,1,1,1,1,1,1,1,1,1,1,1,1,1,1,1,1,1,1,null,9.5499999999998408,0,0,0,0,0,0,0,0,0,0,0,0,0,0,0,0,0,0,0,0]
[null,null,957,9.5599999999998406,1,1,1,1,1,1,1,1,1,1,1,1,1,1,1,1,1,1,1,1,null,9.5599999999998406,0,0,0,0,0,0,0,0,0,0,0,0,0,0,0,0,0,0,0,0]
[null,null,958,9.5699999999998404,1,1,1,1,1,1,1,1,1,1,1,1,1,1,1,1,1,1,1,1,null,9.5699999999998404,0,0,0,0,0,0,0,0,0,0,0,0,0,0,0,0,0,0,0,0]
[null,null,959,9.5799999999998402,1,1,1,1,1,1,1,1,1,1,1,1,1,1,1,1,1,1,1,1,null,9.5799999999998402,0,0,0,0,0,0,0,0,0,0,0,0,0,0,0,0,0,0,0,0]
[null,null,960,9.58999999999984,1,1,1,1,1,1,1,1,1,1,1,1,1,1,1,1,1,1,1,1,null,9.58999999999984,0,0,0,0,0,0,0,0,0,0,0,0,0,0,0,0,0,0,0,0]
[null,null,961,9.5999999999998398,1,1,1,1,1,1,1,1,1,1,1,1,1,1,1,1,1,1,1,1,null,9.5999999999998398,0,0,0,0,0,0,0,0,0,0,0,0,0,0,0,0,0,0,0,0]
[null,null,962,{"$f":"D1005+0.01","v":9.6099999999998396},{"$f":"IF(AD$16=0,0,IF(E$36*$D1006^4  +    E$37*$D1006^3   +    E$38*$D1006^2    +    E$39*$D1006   +    E$40>1,1,E$36*$D1006^4  +    E$37*$D1006^3   +    E$38*$D1006^2    +    E$39*$D1006   +    E$40))","v":1},{"$f":"IF(AE$16=0,0,IF(F$36*$D1006^4  +    F$37*$D1006^3   +    F$38*$D1006^2    +    F$39*$D1006   +    F$40>1,1,F$36*$D1006^4  +    F$37*$D1006^3   +    F$38*$D1006^2    +    F$39*$D1006   +    F$40))","v":1},{"$f":"IF(AF$16=0,0,IF(G$36*$D1006^4  +    G$37*$D1006^3   +    G$38*$D1006^2    +    G$39*$D1006   +    G$40>1,1,G$36*$D1006^4  +    G$37*$D1006^3   +    G$38*$D1006^2    +    G$39*$D1006   +    G$40))","v":1},{"$f":"IF(AG$16=0,0,IF(H$36*$D1006^4  +    H$37*$D1006^3   +    H$38*$D1006^2    +    H$39*$D1006   +    H$40>1,1,H$36*$D1006^4  +    H$37*$D1006^3   +    H$38*$D1006^2    +    H$39*$D1006   +    H$40))","v":1},1,1,1,1,1,1,1,1,1,1,1,1,1,1,1,1,null,{"$f":"Z1005+0.01","v":9.6099999999998396},{"$f":"IF(AA$43<>0,INDEX(E$45:E$1045, MATCH($Z1006*(AA$43/24), $D$45:$D$1045)), 0)","v":0},{"$f":"IF(AB$43<>0,INDEX(F$45:F$1045, MATCH($Z1006*(AB$43/24), $D$45:$D$1045)), 0)","v":0},{"$f":"IF(AC$43<>0,INDEX(G$45:G$1045, MATCH($Z1006*(AC$43/24), $D$45:$D$1045)), 0)","v":0},{"$f":"IF(AD$43<>0,INDEX(H$45:H$1045, MATCH($Z1006*(AD$43/24), $D$45:$D$1045)), 0)","v":0},{"$f":"IF(AE$43<>0,INDEX(I$45:I$1045, MATCH($Z1006*(AE$43/24), $D$45:$D$1045)), 0)","v":0},{"$f":"IF(AF$43<>0,INDEX(J$45:J$1045, MATCH($Z1006*(AF$43/24), $D$45:$D$1045)), 0)","v":0},{"$f":"IF(AG$43<>0,INDEX(K$45:K$1045, MATCH($Z1006*(AG$43/24), $D$45:$D$1045)), 0)","v":0},{"$f":"IF(AH$43<>0,INDEX(L$45:L$1045, MATCH($Z1006*(AH$43/24), $D$45:$D$1045)), 0)","v":0},{"$f":"IF(AI$43<>0,INDEX(M$45:M$1045, MATCH($Z1006*(AI$43/24), $D$45:$D$1045)), 0)","v":0},{"$f":"IF(AJ$43<>0,INDEX(N$45:N$1045, MATCH($Z1006*(AJ$43/24), $D$45:$D$1045)), 0)","v":0},{"$f":"IF(AK$43<>0,INDEX(O$45:O$1045, MATCH($Z1006*(AK$43/24), $D$45:$D$1045)), 0)","v":0},{"$f":"IF(AL$43<>0,INDEX(P$45:P$1045, MATCH($Z1006*(AL$43/24), $D$45:$D$1045)), 0)","v":0},{"$f":"IF(AM$43<>0,INDEX(Q$45:Q$1045, MATCH($Z1006*(AM$43/24), $D$45:$D$1045)), 0)","v":0},{"$f":"IF(AN$43<>0,INDEX(R$45:R$1045, MATCH($Z1006*(AN$43/24), $D$45:$D$1045)), 0)","v":0},{"$f":"IF(AO$43<>0,INDEX(S$45:S$1045, MATCH($Z1006*(AO$43/24), $D$45:$D$1045)), 0)","v":0},{"$f":"IF(AP$43<>0,INDEX(T$45:T$1045, MATCH($Z1006*(AP$43/24), $D$45:$D$1045)), 0)","v":0},{"$f":"IF(AQ$43<>0,INDEX(U$45:U$1045, MATCH($Z1006*(AQ$43/24), $D$45:$D$1045)), 0)","v":0},{"$f":"IF(AR$43<>0,INDEX(V$45:V$1045, MATCH($Z1006*(AR$43/24), $D$45:$D$1045)), 0)","v":0},{"$f":"IF(AS$43<>0,INDEX(W$45:W$1045, MATCH($Z1006*(AS$43/24), $D$45:$D$1045)), 0)","v":0},{"$f":"IF(AT$43<>0,INDEX(X$45:X$1045, MATCH($Z1006*(AT$43/24), $D$45:$D$1045)), 0)","v":0}]
[null,null,{"$f":"C1006+1","v":963},9.6199999999998393,1,1,1,1,1,1,1,1,1,1,1,1,1,1,1,1,1,1,1,1,null,9.6199999999998393,0,0,0,0,0,0,0,0,0,0,0,0,0,0,0,0,0,0,0,0]
[null,null,964,9.6299999999998391,1,1,1,1,1,1,1,1,1,1,1,1,1,1,1,1,1,1,1,1,null,9.6299999999998391,0,0,0,0,0,0,0,0,0,0,0,0,0,0,0,0,0,0,0,0]
[null,null,965,9.6399999999998389,1,1,1,1,1,1,1,1,1,1,1,1,1,1,1,1,1,1,1,1,null,9.6399999999998389,0,0,0,0,0,0,0,0,0,0,0,0,0,0,0,0,0,0,0,0]
[null,null,966,9.6499999999998387,1,1,1,1,1,1,1,1,1,1,1,1,1,1,1,1,1,1,1,1,null,9.6499999999998387,0,0,0,0,0,0,0,0,0,0,0,0,0,0,0,0,0,0,0,0]
[null,null,967,9.6599999999998385,1,1,1,1,1,1,1,1,1,1,1,1,1,1,1,1,1,1,1,1,null,9.6599999999998385,0,0,0,0,0,0,0,0,0,0,0,0,0,0,0,0,0,0,0,0]
[null,null,968,9.6699999999998383,1,1,1,1,1,1,1,1,1,1,1,1,1,1,1,1,1,1,1,1,null,9.6699999999998383,0,0,0,0,0,0,0,0,0,0,0,0,0,0,0,0,0,0,0,0]
[null,null,969,9.6799999999998381,1,1,1,1,1,1,1,1,1,1,1,1,1,1,1,1,1,1,1,1,null,9.6799999999998381,0,0,0,0,0,0,0,0,0,0,0,0,0,0,0,0,0,0,0,0]
[null,null,970,9.6899999999998379,1,1,1,1,1,1,1,1,1,1,1,1,1,1,1,1,1,1,1,1,null,9.6899999999998379,0,0,0,0,0,0,0,0,0,0,0,0,0,0,0,0,0,0,0,0]
[null,null,971,9.6999999999998376,1,1,1,1,1,1,1,1,1,1,1,1,1,1,1,1,1,1,1,1,null,9.6999999999998376,0,0,0,0,0,0,0,0,0,0,0,0,0,0,0,0,0,0,0,0]
[null,null,972,9.7099999999998374,1,1,1,1,1,1,1,1,1,1,1,1,1,1,1,1,1,1,1,1,null,9.7099999999998374,0,0,0,0,0,0,0,0,0,0,0,0,0,0,0,0,0,0,0,0]
[null,null,973,9.7199999999998372,1,1,1,1,1,1,1,1,1,1,1,1,1,1,1,1,1,1,1,1,null,9.7199999999998372,0,0,0,0,0,0,0,0,0,0,0,0,0,0,0,0,0,0,0,0]
[null,null,974,9.729999999999837,1,1,1,1,1,1,1,1,1,1,1,1,1,1,1,1,1,1,1,1,null,9.729999999999837,0,0,0,0,0,0,0,0,0,0,0,0,0,0,0,0,0,0,0,0]
[null,null,975,9.7399999999998368,1,1,1,1,1,1,1,1,1,1,1,1,1,1,1,1,1,1,1,1,null,9.7399999999998368,0,0,0,0,0,0,0,0,0,0,0,0,0,0,0,0,0,0,0,0]
[null,null,976,9.7499999999998366,1,1,1,1,1,1,1,1,1,1,1,1,1,1,1,1,1,1,1,1,null,9.7499999999998366,0,0,0,0,0,0,0,0,0,0,0,0,0,0,0,0,0,0,0,0]
[null,null,977,9.7599999999998364,1,1,1,1,{"$f":"IF(AH$16=0,0,IF(I$36*$D1021^4  +    I$37*$D1021^3   +    I$38*$D1021^2    +    I$39*$D1021   +    I$40>1,1,I$36*$D1021^4  +    I$37*$D1021^3   +    I$38*$D1021^2    +    I$39*$D1021   +    I$40))","v":1},{"$f":"IF(AI$16=0,0,IF(J$36*$D1021^4  +    J$37*$D1021^3   +    J$38*$D1021^2    +    J$39*$D1021   +    J$40>1,1,J$36*$D1021^4  +    J$37*$D1021^3   +    J$38*$D1021^2    +    J$39*$D1021   +    J$40))","v":1},{"$f":"IF(AJ$16=0,0,IF(K$36*$D1021^4  +    K$37*$D1021^3   +    K$38*$D1021^2    +    K$39*$D1021   +    K$40>1,1,K$36*$D1021^4  +    K$37*$D1021^3   +    K$38*$D1021^2    +    K$39*$D1021   +    K$40))","v":1},{"$f":"IF(AK$16=0,0,IF(L$36*$D1021^4  +    L$37*$D1021^3   +    L$38*$D1021^2    +    L$39*$D1021   +    L$40>1,1,L$36*$D1021^4  +    L$37*$D1021^3   +    L$38*$D1021^2    +    L$39*$D1021   +    L$40))","v":1},{"$f":"IF(AL$16=0,0,IF(M$36*$D1021^4  +    M$37*$D1021^3   +    M$38*$D1021^2    +    M$39*$D1021   +    M$40>1,1,M$36*$D1021^4  +    M$37*$D1021^3   +    M$38*$D1021^2    +    M$39*$D1021   +    M$40))","v":1},{"$f":"IF(AM$16=0,0,IF(N$36*$D1021^4  +    N$37*$D1021^3   +    N$38*$D1021^2    +    N$39*$D1021   +    N$40>1,1,N$36*$D1021^4  +    N$37*$D1021^3   +    N$38*$D1021^2    +    N$39*$D1021   +    N$40))","v":1},{"$f":"IF(AN$16=0,0,IF(O$36*$D1021^4  +    O$37*$D1021^3   +    O$38*$D1021^2    +    O$39*$D1021   +    O$40>1,1,O$36*$D1021^4  +    O$37*$D1021^3   +    O$38*$D1021^2    +    O$39*$D1021   +    O$40))","v":1},{"$f":"IF(AO$16=0,0,IF(P$36*$D1021^4  +    P$37*$D1021^3   +    P$38*$D1021^2    +    P$39*$D1021   +    P$40>1,1,P$36*$D1021^4  +    P$37*$D1021^3   +    P$38*$D1021^2    +    P$39*$D1021   +    P$40))","v":1},{"$f":"IF(AP$16=0,0,IF(Q$36*$D1021^4  +    Q$37*$D1021^3   +    Q$38*$D1021^2    +    Q$39*$D1021   +    Q$40>1,1,Q$36*$D1021^4  +    Q$37*$D1021^3   +    Q$38*$D1021^2    +    Q$39*$D1021   +    Q$40))","v":1},{"$f":"IF(AQ$16=0,0,IF(R$36*$D1021^4  +    R$37*$D1021^3   +    R$38*$D1021^2    +    R$39*$D1021   +    R$40>1,1,R$36*$D1021^4  +    R$37*$D1021^3   +    R$38*$D1021^2    +    R$39*$D1021   +    R$40))","v":1},{"$f":"IF(AR$16=0,0,IF(S$36*$D1021^4  +    S$37*$D1021^3   +    S$38*$D1021^2    +    S$39*$D1021   +    S$40>1,1,S$36*$D1021^4  +    S$37*$D1021^3   +    S$38*$D1021^2    +    S$39*$D1021   +    S$40))","v":1},{"$f":"IF(AS$16=0,0,IF(T$36*$D1021^4  +    T$37*$D1021^3   +    T$38*$D1021^2    +    T$39*$D1021   +    T$40>1,1,T$36*$D1021^4  +    T$37*$D1021^3   +    T$38*$D1021^2    +    T$39*$D1021   +    T$40))","v":1},{"$f":"IF(AT$16=0,0,IF(U$36*$D1021^4  +    U$37*$D1021^3   +    U$38*$D1021^2    +    U$39*$D1021   +    U$40>1,1,U$36*$D1021^4  +    U$37*$D1021^3   +    U$38*$D1021^2    +    U$39*$D1021   +    U$40))","v":1},{"$f":"IF(AU$16=0,0,IF(V$36*$D1021^4  +    V$37*$D1021^3   +    V$38*$D1021^2    +    V$39*$D1021   +    V$40>1,1,V$36*$D1021^4  +    V$37*$D1021^3   +    V$38*$D1021^2    +    V$39*$D1021   +    V$40))","v":1},{"$f":"IF(AV$16=0,0,IF(W$36*$D1021^4  +    W$37*$D1021^3   +    W$38*$D1021^2    +    W$39*$D1021   +    W$40>1,1,W$36*$D1021^4  +    W$37*$D1021^3   +    W$38*$D1021^2    +    W$39*$D1021   +    W$40))","v":1},{"$f":"IF(AW$16=0,0,IF(X$36*$D1021^4  +    X$37*$D1021^3   +    X$38*$D1021^2    +    X$39*$D1021   +    X$40>1,1,X$36*$D1021^4  +    X$37*$D1021^3   +    X$38*$D1021^2    +    X$39*$D1021   +    X$40))","v":1},null,9.7599999999998364,0,0,0,0,0,0,0,0,0,0,0,0,0,0,0,0,0,0,0,0]
[null,null,978,9.7699999999998361,1,1,1,1,1,1,1,1,1,1,1,1,1,1,1,1,1,1,1,1,null,9.7699999999998361,0,0,0,0,0,0,0,0,0,0,0,0,0,0,0,0,0,0,0,0]
[null,null,979,9.7799999999998359,1,1,1,1,1,1,1,1,1,1,1,1,1,1,1,1,1,1,1,1,null,9.7799999999998359,0,0,0,0,0,0,0,0,0,0,0,0,0,0,0,0,0,0,0,0]
[null,null,980,9.7899999999998357,1,1,1,1,1,1,1,1,1,1,1,1,1,1,1,1,1,1,1,1,null,9.7899999999998357,0,0,0,0,0,0,0,0,0,0,0,0,0,0,0,0,0,0,0,0]
[null,null,981,9.7999999999998355,1,1,1,1,1,1,1,1,1,1,1,1,1,1,1,1,1,1,1,1,null,9.7999999999998355,0,0,0,0,0,0,0,0,0,0,0,0,0,0,0,0,0,0,0,0]
[null,null,982,9.8099999999998353,1,1,1,1,1,1,1,1,1,1,1,1,1,1,1,1,1,1,1,1,null,9.8099999999998353,0,0,0,0,0,0,0,0,0,0,0,0,0,0,0,0,0,0,0,0]
[null,null,983,9.8199999999998351,1,1,1,1,1,1,1,1,1,1,1,1,1,1,1,1,1,1,1,1,null,9.8199999999998351,0,0,0,0,0,0,0,0,0,0,0,0,0,0,0,0,0,0,0,0]
[null,null,984,9.8299999999998349,1,1,1,1,1,1,1,1,1,1,1,1,1,1,1,1,1,1,1,1,null,9.8299999999998349,0,0,0,0,0,0,0,0,0,0,0,0,0,0,0,0,0,0,0,0]
[null,null,985,9.8399999999998347,1,1,1,1,1,1,1,1,1,1,1,1,1,1,1,1,1,1,1,1,null,9.8399999999998347,0,0,0,0,0,0,0,0,0,0,0,0,0,0,0,0,0,0,0,0]
[null,null,986,9.8499999999998344,1,1,1,1,1,1,1,1,1,1,1,1,1,1,1,1,1,1,1,1,null,9.8499999999998344,0,0,0,0,0,0,0,0,0,0,0,0,0,0,0,0,0,0,0,0]
[null,null,987,9.8599999999998342,1,1,1,1,1,1,1,1,1,1,1,1,1,1,1,1,1,1,1,1,null,9.8599999999998342,0,0,0,0,0,0,0,0,0,0,0,0,0,0,0,0,0,0,0,0]
[null,null,988,9.869999999999834,1,1,1,1,1,1,1,1,1,1,1,1,1,1,1,1,1,1,1,1,null,9.869999999999834,0,0,0,0,0,0,0,0,0,0,0,0,0,0,0,0,0,0,0,0]
[null,null,989,9.8799999999998338,1,1,1,1,1,1,1,1,1,1,1,1,1,1,1,1,1,1,1,1,null,9.8799999999998338,0,0,0,0,0,0,0,0,0,0,0,0,0,0,0,0,0,0,0,0]
[null,null,990,9.8899999999998336,1,1,1,1,1,1,1,1,1,1,1,1,1,1,1,1,1,1,1,1,null,9.8899999999998336,0,0,0,0,0,0,0,0,0,0,0,0,0,0,0,0,0,0,0,0]
[null,null,991,9.8999999999998334,1,1,1,1,1,1,1,1,1,1,1,1,1,1,1,1,1,1,1,1,null,9.8999999999998334,0,0,0,0,0,0,0,0,0,0,0,0,0,0,0,0,0,0,0,0]
[null,null,992,9.9099999999998332,1,1,1,1,1,1,1,1,1,1,1,1,1,1,1,1,1,1,1,1,null,9.9099999999998332,0,0,0,0,0,0,0,0,0,0,0,0,0,0,0,0,0,0,0,0]
[null,null,993,9.919999999999833,1,1,1,1,1,1,1,1,1,1,1,1,1,1,1,1,1,1,1,1,null,9.919999999999833,0,0,0,0,0,0,0,0,0,0,0,0,0,0,0,0,0,0,0,0]
[null,null,994,9.9299999999998327,1,1,1,1,1,1,1,1,1,1,1,1,1,1,1,1,1,1,1,1,null,9.9299999999998327,0,0,0,0,0,0,0,0,0,0,0,0,0,0,0,0,0,0,0,0]
[null,null,995,9.9399999999998325,1,1,1,1,1,1,1,1,1,1,1,1,1,1,1,1,1,1,1,1,null,9.9399999999998325,0,0,0,0,0,0,0,0,0,0,0,0,0,0,0,0,0,0,0,0]
[null,null,996,9.9499999999998323,1,1,1,1,1,1,1,1,1,1,1,1,1,1,1,1,1,1,1,1,null,9.9499999999998323,0,0,0,0,0,0,0,0,0,0,0,0,0,0,0,0,0,0,0,0]
[null,null,997,9.9599999999998321,1,1,1,1,1,1,1,1,1,1,1,1,1,1,1,1,1,1,1,1,null,9.9599999999998321,0,0,0,0,0,0,0,0,0,0,0,0,0,0,0,0,0,0,0,0]
[null,null,998,9.9699999999998319,1,1,1,1,1,1,1,1,1,1,1,1,1,1,1,1,1,1,1,1,null,9.9699999999998319,0,0,0,0,0,0,0,0,0,0,0,0,0,0,0,0,0,0,0,0]
[null,null,999,9.9799999999998317,1,1,1,1,1,1,1,1,1,1,1,1,1,1,1,1,1,1,1,1,null,9.9799999999998317,0,0,0,0,0,0,0,0,0,0,0,0,0,0,0,0,0,0,0,0]
[null,null,1000,9.9899999999998315,1,1,1,1,1,1,1,1,1,1,1,1,1,1,1,1,1,1,1,1,null,9.9899999999998315,0,0,0,0,0,0,0,0,0,0,0,0,0,0,0,0,0,0,0,0]
[null,null,1001,9.9999999999998312,1,1,1,1,1,1,1,1,1,1,1,1,1,1,1,1,1,1,1,1,null,9.9999999999998312,0,0,0,0,0,0,0,0,0,0,0,0,0,0,0,0,0,0,0,0]

{"sheet":"Spot DRIVER","index":13,"n_rows":1005,"n_cols":15,"rows_kept":1005,"cut":false,"hidden":true,"merged":[]}
["LED - Spot Relamping Calculator  (DRIVERS)"]
[]
[null,null,null,null,null,"Time of Relamping"]
[null,null,null,"tableStartDriver -->","Number",1,2,3,4,5,6,7,8,9,10]
[null,null,null,null,1,8.26]
[null,null,null,null,2]
[null,null,null,null,3]
[null,null,null,null,4]
[null,null,null,null,5]
[null,null,null,null,6]
[null,null,null,null,7]
[null,null,null,null,8]
[null,null,null,null,9]
[null,null,null,null,10]
[null,null,null,null,11]
[null,null,null,null,12]
[null,null,null,null,13]
[null,null,null,null,14]
[null,null,null,null,15]
[null,null,null,null,16]
[null,null,null,null,17]
[null,null,null,null,18]
[null,null,null,null,19]
[null,null,null,null,20]
[null,null,null,null,21]
[null,null,null,null,22]
[null,null,null,null,23]
[null,null,null,null,24]
[null,null,null,null,25]
[null,null,null,null,26]
[null,null,null,null,27]
[null,null,null,null,28]
[null,null,null,null,29]
[null,null,null,null,30]
[null,null,null,null,31]
[null,null,null,null,32]
[null,null,null,null,33]
[null,null,null,null,34]
[null,null,null,null,35]
[null,null,null,null,36]
[null,null,null,null,37]
[null,null,null,null,38]
[null,null,null,null,39]
[null,null,null,null,40]
[null,null,null,null,41]
[null,null,null,null,42]
[null,null,null,null,43]
[null,null,null,null,44]
[null,null,null,null,45]
[null,null,null,null,46]
[null,null,null,null,47]
[null,null,null,null,48]
[null,null,null,null,49]
[null,null,null,null,50]
[null,null,null,null,51]
[null,null,null,null,52]
[null,null,null,null,53]
[null,null,null,null,54]
[null,null,null,null,55]
[null,null,null,null,56]
[null,null,null,null,57]
[null,null,null,null,58]
[null,null,null,null,59]
[null,null,null,null,60]
[null,null,null,null,61]
[null,null,null,null,62]
[null,null,null,null,63]
[null,null,null,null,64]
[null,null,null,null,65]
[null,null,null,null,66]
[null,null,null,null,67]
[null,null,null,null,68]
[null,null,null,null,69]
[null,null,null,null,70]
[null,null,null,null,71]
[null,null,null,null,72]
[null,null,null,null,73]
[null,null,null,null,74]
[null,null,null,null,75]
[null,null,null,null,76]
[null,null,null,null,77]
[null,null,null,null,78]
[null,null,null,null,79]
[null,null,null,null,80]
[null,null,null,null,81]
[null,null,null,null,82]
[null,null,null,null,83]
[null,null,null,null,84]
[null,null,null,null,85]
[null,null,null,null,86]
[null,null,null,null,87]
[null,null,null,null,88]
[null,null,null,null,89]
[null,null,null,null,90]
[null,null,null,null,91]
[null,null,null,null,92]
[null,null,null,null,93]
[null,null,null,null,94]
[null,null,null,null,95]
[null,null,null,null,96]
[null,null,null,null,97]
[null,null,null,null,98]
[null,null,null,null,99]
[null,null,null,null,100]
[null,null,null,null,101]
[null,null,null,null,102]
[null,null,null,null,103]
[null,null,null,null,104]
[null,null,null,null,105]
[null,null,null,null,106]
[null,null,null,null,107]
[null,null,null,null,108]
[null,null,null,null,109]
[null,null,null,null,110]
[null,null,null,null,111]
[null,null,null,null,112]
[null,null,null,null,113]
[null,null,null,null,114]
[null,null,null,null,115]
[null,null,null,null,116]
[null,null,null,null,117]
[null,null,null,null,118]
[null,null,null,null,119]
[null,null,null,null,120]
[null,null,null,null,121]
[null,null,null,null,122]
[null,null,null,null,123]
[null,null,null,null,124]
[null,null,null,null,125]
[null,null,null,null,126]
[null,null,null,null,127]
[null,null,null,null,128]
[null,null,null,null,129]
[null,null,null,null,130]
[null,null,null,null,131]
[null,null,null,null,132]
[null,null,null,null,133]
[null,null,null,null,134]
[null,null,null,null,135]
[null,null,null,null,136]
[null,null,null,null,137]
[null,null,null,null,138]
[null,null,null,null,139]
[null,null,null,null,140]
[null,null,null,null,141]
[null,null,null,null,142]
[null,null,null,null,143]
[null,null,null,null,144]
[null,null,null,null,145]
[null,null,null,null,146]
[null,null,null,null,147]
[null,null,null,null,148]
[null,null,null,null,149]
[null,null,null,null,150]
[null,null,null,null,151]
[null,null,null,null,152]
[null,null,null,null,153]
[null,null,null,null,154]
[null,null,null,null,155]
[null,null,null,null,156]
[null,null,null,null,157]
[null,null,null,null,158]
[null,null,null,null,159]
[null,null,null,null,160]
[null,null,null,null,161]
[null,null,null,null,162]
[null,null,null,null,163]
[null,null,null,null,164]
[null,null,null,null,165]
[null,null,null,null,166]
[null,null,null,null,167]
[null,null,null,null,168]
[null,null,null,null,169]
[null,null,null,null,170]
[null,null,null,null,171]
[null,null,null,null,172]
[null,null,null,null,173]
[null,null,null,null,174]
[null,null,null,null,175]
[null,null,null,null,176]
[null,null,null,null,177]
[null,null,null,null,178]
[null,null,null,null,179]
[null,null,null,null,180]
[null,null,null,null,181]
[null,null,null,null,182]
[null,null,null,null,183]
[null,null,null,null,184]
[null,null,null,null,185]
[null,null,null,null,186]
[null,null,null,null,187]
[null,null,null,null,188]
[null,null,null,null,189]
[null,null,null,null,190]
[null,null,null,null,191]
[null,null,null,null,192]
[null,null,null,null,193]
[null,null,null,null,194]
[null,null,null,null,195]
[null,null,null,null,196]
[null,null,null,null,197]
[null,null,null,null,198]
[null,null,null,null,199]
[null,null,null,null,200]
[null,null,null,null,201]
[null,null,null,null,202]
[null,null,null,null,203]
[null,null,null,null,204]
[null,null,null,null,205]
[null,null,null,null,206]
[null,null,null,null,207]
[null,null,null,null,208]
[null,null,null,null,209]
[null,null,null,null,210]
[null,null,null,null,211]
[null,null,null,null,212]
[null,null,null,null,213]
[null,null,null,null,214]
[null,null,null,null,215]
[null,null,null,null,216]
[null,null,null,null,217]
[null,null,null,null,218]
[null,null,null,null,219]
[null,null,null,null,220]
[null,null,null,null,221]
[null,null,null,null,222]
[null,null,null,null,223]
[null,null,null,null,224]
[null,null,null,null,225]
[null,null,null,null,226]
[null,null,null,null,227]
[null,null,null,null,228]
[null,null,null,null,229]
[null,null,null,null,230]
[null,null,null,null,231]
[null,null,null,null,232]
[null,null,null,null,233]
[null,null,null,null,234]
[null,null,null,null,235]
[null,null,null,null,236]
[null,null,null,null,237]
[null,null,null,null,238]
[null,null,null,null,239]
[null,null,null,null,240]
[null,null,null,null,241]
[null,null,null,null,242]
[null,null,null,null,243]
[null,null,null,null,244]
[null,null,null,null,245]
[null,null,null,null,246]
[null,null,null,null,247]
[null,null,null,null,248]
[null,null,null,null,249]
[null,null,null,null,250]
[null,null,null,null,251]
[null,null,null,null,252]
[null,null,null,null,253]
[null,null,null,null,254]
[null,null,null,null,255]
[null,null,null,null,256]
[null,null,null,null,257]
[null,null,null,null,258]
[null,null,null,null,259]
[null,null,null,null,260]
[null,null,null,null,261]
[null,null,null,null,262]
[null,null,null,null,263]
[null,null,null,null,264]
[null,null,null,null,265]
[null,null,null,null,266]
[null,null,null,null,267]
[null,null,null,null,268]
[null,null,null,null,269]
[null,null,null,null,270]
[null,null,null,null,271]
[null,null,null,null,272]
[null,null,null,null,273]
[null,null,null,null,274]
[null,null,null,null,275]
[null,null,null,null,276]
[null,null,null,null,277]
[null,null,null,null,278]
[null,null,null,null,279]
[null,null,null,null,280]
[null,null,null,null,281]
[null,null,null,null,282]
[null,null,null,null,283]
[null,null,null,null,284]
[null,null,null,null,285]
[null,null,null,null,286]
[null,null,null,null,287]
[null,null,null,null,288]
[null,null,null,null,289]
[null,null,null,null,290]
[null,null,null,null,291]
[null,null,null,null,292]
[null,null,null,null,293]
[null,null,null,null,294]
[null,null,null,null,295]
[null,null,null,null,296]
[null,null,null,null,297]
[null,null,null,null,298]
[null,null,null,null,299]
[null,null,null,null,300]
[null,null,null,null,301]
[null,null,null,null,302]
[null,null,null,null,303]
[null,null,null,null,304]
[null,null,null,null,305]
[null,null,null,null,306]
[null,null,null,null,307]
[null,null,null,null,308]
[null,null,null,null,309]
[null,null,null,null,310]
[null,null,null,null,311]
[null,null,null,null,312]
[null,null,null,null,313]
[null,null,null,null,314]
[null,null,null,null,315]
[null,null,null,null,316]
[null,null,null,null,317]
[null,null,null,null,318]
[null,null,null,null,319]
[null,null,null,null,320]
[null,null,null,null,321]
[null,null,null,null,322]
[null,null,null,null,323]
[null,null,null,null,324]
[null,null,null,null,325]
[null,null,null,null,326]
[null,null,null,null,327]
[null,null,null,null,328]
[null,null,null,null,329]
[null,null,null,null,330]
[null,null,null,null,331]
[null,null,null,null,332]
[null,null,null,null,333]
[null,null,null,null,334]
[null,null,null,null,335]
[null,null,null,null,336]
[null,null,null,null,337]
[null,null,null,null,338]
[null,null,null,null,339]
[null,null,null,null,340]
[null,null,null,null,341]
[null,null,null,null,342]
[null,null,null,null,343]
[null,null,null,null,344]
[null,null,null,null,345]
[null,null,null,null,346]
[null,null,null,null,347]
[null,null,null,null,348]
[null,null,null,null,349]
[null,null,null,null,350]
[null,null,null,null,351]
[null,null,null,null,352]
[null,null,null,null,353]
[null,null,null,null,354]
[null,null,null,null,355]
[null,null,null,null,356]
[null,null,null,null,357]
[null,null,null,null,358]
[null,null,null,null,359]
[null,null,null,null,360]
[null,null,null,null,361]
[null,null,null,null,362]
[null,null,null,null,363]
[null,null,null,null,364]
[null,null,null,null,365]
[null,null,null,null,366]
[null,null,null,null,367]
[null,null,null,null,368]
[null,null,null,null,369]
[null,null,null,null,370]
[null,null,null,null,371]
[null,null,null,null,372]
[null,null,null,null,373]
[null,null,null,null,374]
[null,null,null,null,375]
[null,null,null,null,376]
[null,null,null,null,377]
[null,null,null,null,378]
[null,null,null,null,379]
[null,null,null,null,380]
[null,null,null,null,381]
[null,null,null,null,382]
[null,null,null,null,383]
[null,null,null,null,384]
[null,null,null,null,385]
[null,null,null,null,386]
[null,null,null,null,387]
[null,null,null,null,388]
[null,null,null,null,389]
[null,null,null,null,390]
[null,null,null,null,391]
[null,null,null,null,392]
[null,null,null,null,393]
[null,null,null,null,394]
[null,null,null,null,395]
[null,null,null,null,396]
[null,null,null,null,397]
[null,null,null,null,398]
[null,null,null,null,399]
[null,null,null,null,400]
[null,null,null,null,401]
[null,null,null,null,402]
[null,null,null,null,403]
[null,null,null,null,404]
[null,null,null,null,405]
[null,null,null,null,406]
[null,null,null,null,407]
[null,null,null,null,408]
[null,null,null,null,409]
[null,null,null,null,410]
[null,null,null,null,411]
[null,null,null,null,412]
[null,null,null,null,413]
[null,null,null,null,414]
[null,null,null,null,415]
[null,null,null,null,416]
[null,null,null,null,417]
[null,null,null,null,418]
[null,null,null,null,419]
[null,null,null,null,420]
[null,null,null,null,421]
[null,null,null,null,422]
[null,null,null,null,423]
[null,null,null,null,424]
[null,null,null,null,425]
[null,null,null,null,426]
[null,null,null,null,427]
[null,null,null,null,428]
[null,null,null,null,429]
[null,null,null,null,430]
[null,null,null,null,431]
[null,null,null,null,432]
[null,null,null,null,433]
[null,null,null,null,434]
[null,null,null,null,435]
[null,null,null,null,436]
[null,null,null,null,437]
[null,null,null,null,438]
[null,null,null,null,439]
[null,null,null,null,440]
[null,null,null,null,441]
[null,null,null,null,442]
[null,null,null,null,443]
[null,null,null,null,444]
[null,null,null,null,445]
[null,null,null,null,446]
[null,null,null,null,447]
[null,null,null,null,448]
[null,null,null,null,449]
[null,null,null,null,450]
[null,null,null,null,451]
[null,null,null,null,452]
[null,null,null,null,453]
[null,null,null,null,454]
[null,null,null,null,455]
[null,null,null,null,456]
[null,null,null,null,457]
[null,null,null,null,458]
[null,null,null,null,459]
[null,null,null,null,460]
[null,null,null,null,461]
[null,null,null,null,462]
[null,null,null,null,463]
[null,null,null,null,464]
[null,null,null,null,465]
[null,null,null,null,466]
[null,null,null,null,467]
[null,null,null,null,468]
[null,null,null,null,469]
[null,null,null,null,470]
[null,null,null,null,471]
[null,null,null,null,472]
[null,null,null,null,473]
[null,null,null,null,474]
[null,null,null,null,475]
[null,null,null,null,476]
[null,null,null,null,477]
[null,null,null,null,478]
[null,null,null,null,479]
[null,null,null,null,480]
[null,null,null,null,481]
[null,null,null,null,482]
[null,null,null,null,483]
[null,null,null,null,484]
[null,null,null,null,485]
[null,null,null,null,486]
[null,null,null,null,487]
[null,null,null,null,488]
[null,null,null,null,489]
[null,null,null,null,490]
[null,null,null,null,491]
[null,null,null,null,492]
[null,null,null,null,493]
[null,null,null,null,494]
[null,null,null,null,495]
[null,null,null,null,496]
[null,null,null,null,497]
[null,null,null,null,498]
[null,null,null,null,499]
[null,null,null,null,500]
[null,null,null,null,501]
[null,null,null,null,502]
[null,null,null,null,503]
[null,null,null,null,504]
[null,null,null,null,505]
[null,null,null,null,506]
[null,null,null,null,507]
[null,null,null,null,508]
[null,null,null,null,509]
[null,null,null,null,510]
[null,null,null,null,511]
[null,null,null,null,512]
[null,null,null,null,513]
[null,null,null,null,514]
[null,null,null,null,515]
[null,null,null,null,516]
[null,null,null,null,517]
[null,null,null,null,518]
[null,null,null,null,519]
[null,null,null,null,520]
[null,null,null,null,521]
[null,null,null,null,522]
[null,null,null,null,523]
[null,null,null,null,524]
[null,null,null,null,525]
[null,null,null,null,526]
[null,null,null,null,527]
[null,null,null,null,528]
[null,null,null,null,529]
[null,null,null,null,530]
[null,null,null,null,531]
[null,null,null,null,532]
[null,null,null,null,533]
[null,null,null,null,534]
[null,null,null,null,535]
[null,null,null,null,536]
[null,null,null,null,537]
[null,null,null,null,538]
[null,null,null,null,539]
[null,null,null,null,540]
[null,null,null,null,541]
[null,null,null,null,542]
[null,null,null,null,543]
[null,null,null,null,544]
[null,null,null,null,545]
[null,null,null,null,546]
[null,null,null,null,547]
[null,null,null,null,548]
[null,null,null,null,549]
[null,null,null,null,550]
[null,null,null,null,551]
[null,null,null,null,552]
[null,null,null,null,553]
[null,null,null,null,554]
[null,null,null,null,555]
[null,null,null,null,556]
[null,null,null,null,557]
[null,null,null,null,558]
[null,null,null,null,559]
[null,null,null,null,560]
[null,null,null,null,561]
[null,null,null,null,562]
[null,null,null,null,563]
[null,null,null,null,564]
[null,null,null,null,565]
[null,null,null,null,566]
[null,null,null,null,567]
[null,null,null,null,568]
[null,null,null,null,569]
[null,null,null,null,570]
[null,null,null,null,571]
[null,null,null,null,572]
[null,null,null,null,573]
[null,null,null,null,574]
[null,null,null,null,575]
[null,null,null,null,576]
[null,null,null,null,577]
[null,null,null,null,578]
[null,null,null,null,579]
[null,null,null,null,580]
[null,null,null,null,581]
[null,null,null,null,582]
[null,null,null,null,583]
[null,null,null,null,584]
[null,null,null,null,585]
[null,null,null,null,586]
[null,null,null,null,587]
[null,null,null,null,588]
[null,null,null,null,589]
[null,null,null,null,590]
[null,null,null,null,591]
[null,null,null,null,592]
[null,null,null,null,593]
[null,null,null,null,594]
[null,null,null,null,595]
[null,null,null,null,596]
[null,null,null,null,597]
[null,null,null,null,598]
[null,null,null,null,599]
[null,null,null,null,600]
[null,null,null,null,601]
[null,null,null,null,602]
[null,null,null,null,603]
[null,null,null,null,604]
[null,null,null,null,605]
[null,null,null,null,606]
[null,null,null,null,607]
[null,null,null,null,608]
[null,null,null,null,609]
[null,null,null,null,610]
[null,null,null,null,611]
[null,null,null,null,612]
[null,null,null,null,613]
[null,null,null,null,614]
[null,null,null,null,615]
[null,null,null,null,616]
[null,null,null,null,617]
[null,null,null,null,618]
[null,null,null,null,619]
[null,null,null,null,620]
[null,null,null,null,621]
[null,null,null,null,622]
[null,null,null,null,623]
[null,null,null,null,624]
[null,null,null,null,625]
[null,null,null,null,626]
[null,null,null,null,627]
[null,null,null,null,628]
[null,null,null,null,629]
[null,null,null,null,630]
[null,null,null,null,631]
[null,null,null,null,632]
[null,null,null,null,633]
[null,null,null,null,634]
[null,null,null,null,635]
[null,null,null,null,636]
[null,null,null,null,637]
[null,null,null,null,638]
[null,null,null,null,639]
[null,null,null,null,640]
[null,null,null,null,641]
[null,null,null,null,642]
[null,null,null,null,643]
[null,null,null,null,644]
[null,null,null,null,645]
[null,null,null,null,646]
[null,null,null,null,647]
[null,null,null,null,648]
[null,null,null,null,649]
[null,null,null,null,650]
[null,null,null,null,651]
[null,null,null,null,652]
[null,null,null,null,653]
[null,null,null,null,654]
[null,null,null,null,655]
[null,null,null,null,656]
[null,null,null,null,657]
[null,null,null,null,658]
[null,null,null,null,659]
[null,null,null,null,660]
[null,null,null,null,661]
[null,null,null,null,662]
[null,null,null,null,663]
[null,null,null,null,664]
[null,null,null,null,665]
[null,null,null,null,666]
[null,null,null,null,667]
[null,null,null,null,668]
[null,null,null,null,669]
[null,null,null,null,670]
[null,null,null,null,671]
[null,null,null,null,672]
[null,null,null,null,673]
[null,null,null,null,674]
[null,null,null,null,675]
[null,null,null,null,676]
[null,null,null,null,677]
[null,null,null,null,678]
[null,null,null,null,679]
[null,null,null,null,680]
[null,null,null,null,681]
[null,null,null,null,682]
[null,null,null,null,683]
[null,null,null,null,684]
[null,null,null,null,685]
[null,null,null,null,686]
[null,null,null,null,687]
[null,null,null,null,688]
[null,null,null,null,689]
[null,null,null,null,690]
[null,null,null,null,691]
[null,null,null,null,692]
[null,null,null,null,693]
[null,null,null,null,694]
[null,null,null,null,695]
[null,null,null,null,696]
[null,null,null,null,697]
[null,null,null,null,698]
[null,null,null,null,699]
[null,null,null,null,700]
[null,null,null,null,701]
[null,null,null,null,702]
[null,null,null,null,703]
[null,null,null,null,704]
[null,null,null,null,705]
[null,null,null,null,706]
[null,null,null,null,707]
[null,null,null,null,708]
[null,null,null,null,709]
[null,null,null,null,710]
[null,null,null,null,711]
[null,null,null,null,712]
[null,null,null,null,713]
[null,null,null,null,714]
[null,null,null,null,715]
[null,null,null,null,716]
[null,null,null,null,717]
[null,null,null,null,718]
[null,null,null,null,719]
[null,null,null,null,720]
[null,null,null,null,721]
[null,null,null,null,722]
[null,null,null,null,723]
[null,null,null,null,724]
[null,null,null,null,725]
[null,null,null,null,726]
[null,null,null,null,727]
[null,null,null,null,728]
[null,null,null,null,729]
[null,null,null,null,730]
[null,null,null,null,731]
[null,null,null,null,732]
[null,null,null,null,733]
[null,null,null,null,734]
[null,null,null,null,735]
[null,null,null,null,736]
[null,null,null,null,737]
[null,null,null,null,738]
[null,null,null,null,739]
[null,null,null,null,740]
[null,null,null,null,741]
[null,null,null,null,742]
[null,null,null,null,743]
[null,null,null,null,744]
[null,null,null,null,745]
[null,null,null,null,746]
[null,null,null,null,747]
[null,null,null,null,748]
[null,null,null,null,749]
[null,null,null,null,750]
[null,null,null,null,751]
[null,null,null,null,752]
[null,null,null,null,753]
[null,null,null,null,754]
[null,null,null,null,755]
[null,null,null,null,756]
[null,null,null,null,757]
[null,null,null,null,758]
[null,null,null,null,759]
[null,null,null,null,760]
[null,null,null,null,761]
[null,null,null,null,762]
[null,null,null,null,763]
[null,null,null,null,764]
[null,null,null,null,765]
[null,null,null,null,766]
[null,null,null,null,767]
[null,null,null,null,768]
[null,null,null,null,769]
[null,null,null,null,770]
[null,null,null,null,771]
[null,null,null,null,772]
[null,null,null,null,773]
[null,null,null,null,774]
[null,null,null,null,775]
[null,null,null,null,776]
[null,null,null,null,777]
[null,null,null,null,778]
[null,null,null,null,779]
[null,null,null,null,780]
[null,null,null,null,781]
[null,null,null,null,782]
[null,null,null,null,783]
[null,null,null,null,784]
[null,null,null,null,785]
[null,null,null,null,786]
[null,null,null,null,787]
[null,null,null,null,788]
[null,null,null,null,789]
[null,null,null,null,790]
[null,null,null,null,791]
[null,null,null,null,792]
[null,null,null,null,793]
[null,null,null,null,794]
[null,null,null,null,795]
[null,null,null,null,796]
[null,null,null,null,797]
[null,null,null,null,798]
[null,null,null,null,799]
[null,null,null,null,800]
[null,null,null,null,801]
[null,null,null,null,802]
[null,null,null,null,803]
[null,null,null,null,804]
[null,null,null,null,805]
[null,null,null,null,806]
[null,null,null,null,807]
[null,null,null,null,808]
[null,null,null,null,809]
[null,null,null,null,810]
[null,null,null,null,811]
[null,null,null,null,812]
[null,null,null,null,813]
[null,null,null,null,814]
[null,null,null,null,815]
[null,null,null,null,816]
[null,null,null,null,817]
[null,null,null,null,818]
[null,null,null,null,819]
[null,null,null,null,820]
[null,null,null,null,821]
[null,null,null,null,822]
[null,null,null,null,823]
[null,null,null,null,824]
[null,null,null,null,825]
[null,null,null,null,826]
[null,null,null,null,827]
[null,null,null,null,828]
[null,null,null,null,829]
[null,null,null,null,830]
[null,null,null,null,831]
[null,null,null,null,832]
[null,null,null,null,833]
[null,null,null,null,834]
[null,null,null,null,835]
[null,null,null,null,836]
[null,null,null,null,837]
[null,null,null,null,838]
[null,null,null,null,839]
[null,null,null,null,840]
[null,null,null,null,841]
[null,null,null,null,842]
[null,null,null,null,843]
[null,null,null,null,844]
[null,null,null,null,845]
[null,null,null,null,846]
[null,null,null,null,847]
[null,null,null,null,848]
[null,null,null,null,849]
[null,null,null,null,850]
[null,null,null,null,851]
[null,null,null,null,852]
[null,null,null,null,853]
[null,null,null,null,854]
[null,null,null,null,855]
[null,null,null,null,856]
[null,null,null,null,857]
[null,null,null,null,858]
[null,null,null,null,859]
[null,null,null,null,860]
[null,null,null,null,861]
[null,null,null,null,862]
[null,null,null,null,863]
[null,null,null,null,864]
[null,null,null,null,865]
[null,null,null,null,866]
[null,null,null,null,867]
[null,null,null,null,868]
[null,null,null,null,869]
[null,null,null,null,870]
[null,null,null,null,871]
[null,null,null,null,872]
[null,null,null,null,873]
[null,null,null,null,874]
[null,null,null,null,875]
[null,null,null,null,876]
[null,null,null,null,877]
[null,null,null,null,878]
[null,null,null,null,879]
[null,null,null,null,880]
[null,null,null,null,881]
[null,null,null,null,882]
[null,null,null,null,883]
[null,null,null,null,884]
[null,null,null,null,885]
[null,null,null,null,886]
[null,null,null,null,887]
[null,null,null,null,888]
[null,null,null,null,889]
[null,null,null,null,890]
[null,null,null,null,891]
[null,null,null,null,892]
[null,null,null,null,893]
[null,null,null,null,894]
[null,null,null,null,895]
[null,null,null,null,896]
[null,null,null,null,897]
[null,null,null,null,898]
[null,null,null,null,899]
[null,null,null,null,900]
[null,null,null,null,901]
[null,null,null,null,902]
[null,null,null,null,903]
[null,null,null,null,904]
[null,null,null,null,905]
[null,null,null,null,906]
[null,null,null,null,907]
[null,null,null,null,908]
[null,null,null,null,909]
[null,null,null,null,910]
[null,null,null,null,911]
[null,null,null,null,912]
[null,null,null,null,913]
[null,null,null,null,914]
[null,null,null,null,915]
[null,null,null,null,916]
[null,null,null,null,917]
[null,null,null,null,918]
[null,null,null,null,919]
[null,null,null,null,920]
[null,null,null,null,921]
[null,null,null,null,922]
[null,null,null,null,923]
[null,null,null,null,924]
[null,null,null,null,925]
[null,null,null,null,926]
[null,null,null,null,927]
[null,null,null,null,928]
[null,null,null,null,929]
[null,null,null,null,930]
[null,null,null,null,931]
[null,null,null,null,932]
[null,null,null,null,933]
[null,null,null,null,934]
[null,null,null,null,935]
[null,null,null,null,936]
[null,null,null,null,937]
[null,null,null,null,938]
[null,null,null,null,939]
[null,null,null,null,940]
[null,null,null,null,941]
[null,null,null,null,942]
[null,null,null,null,943]
[null,null,null,null,944]
[null,null,null,null,945]
[null,null,null,null,946]
[null,null,null,null,947]
[null,null,null,null,948]
[null,null,null,null,949]
[null,null,null,null,950]
[null,null,null,null,951]
[null,null,null,null,952]
[null,null,null,null,953]
[null,null,null,null,954]
[null,null,null,null,955]
[null,null,null,null,956]
[null,null,null,null,957]
[null,null,null,null,958]
[null,null,null,null,959]
[null,null,null,null,960]
[null,null,null,null,961]
[null,null,null,null,962]
[null,null,null,null,963]
[null,null,null,null,964]
[null,null,null,null,965]
[null,null,null,null,966]
[null,null,null,null,967]
[null,null,null,null,968]
[null,null,null,null,969]
[null,null,null,null,970]
[null,null,null,null,971]
[null,null,null,null,972]
[null,null,null,null,973]
[null,null,null,null,974]
[null,null,null,null,975]
[null,null,null,null,976]
[null,null,null,null,977]
[null,null,null,null,978]
[null,null,null,null,979]
[null,null,null,null,980]
[null,null,null,null,981]
[null,null,null,null,982]
[null,null,null,null,983]
[null,null,null,null,984]
[null,null,null,null,985]
[null,null,null,null,986]
[null,null,null,null,987]
[null,null,null,null,988]
[null,null,null,null,989]
[null,null,null,null,990]
[null,null,null,null,991]
[null,null,null,null,992]
[null,null,null,null,993]
[null,null,null,null,994]
[null,null,null,null,995]
[null,null,null,null,996]
[null,null,null,null,997]
[null,null,null,null,998]
[null,null,null,null,999]
[null,null,null,null,1000]
[null,null,null,null,1001]

{"sheet":"Life DRIVER","index":14,"n_rows":1045,"n_cols":51,"rows_kept":1045,"cut":false,"hidden":true,"merged":[[3,29,3,48]]}
[]
["MORTALITY DATA - LED DRIVERS"]
[]
[null,"YEARS",null,null,null,null,null,null,null,null,null,null,null,null,null,null,null,null,null,null,null,null,null,null,null,null,"HOURS",null,"driverLife","AltLifeDriver"]
[null,"Life","X","DRIVER","Comparison 1","Comparison 2","Comparison 3","Comparison 4","Comparison 5","Comparison 6","Comparison 7","Comparison 8","Comparison 9","Comparison 10","Comparison 11","Comparison 12","Comparison 13","Comparison 14","Comparison 15","Comparison 16","Comparison 17","Comparison 18","Comparison 19","Comparison 20",null,null,"Life","X","DRIVER",1,2,3,4,5,6,7,8,9,10,11,12,13,14,15,16,17,18,19,20]
[null,0,0,0,0,0,0,0,0,0,0,0,0,0,0,0,0,0,0,0,0,0,0,0,null,null,0,0,0,{"$f":"AD$16 * ($AC6/$AC$16)","v":0},0,0,0,0,0,0,0,0,0,0,0,0,0,0,0,0,0,0,0]
[null,0.05,1,{"$f":"AC7/(24*365)","v":0},{"$f":"AD7/(24*365)","v":0},{"$f":"AE7/(24*365)","v":0},{"$f":"AF7/(24*365)","v":0},{"$f":"AG7/(24*365)","v":0},{"$f":"AH7/(24*365)","v":0},{"$f":"AI7/(24*365)","v":0},{"$f":"AJ7/(24*365)","v":0},{"$f":"AK7/(24*365)","v":0},{"$f":"AL7/(24*365)","v":0},{"$f":"AM7/(24*365)","v":0},{"$f":"AN7/(24*365)","v":0},{"$f":"AO7/(24*365)","v":0},{"$f":"AP7/(24*365)","v":0},{"$f":"AQ7/(24*365)","v":0},{"$f":"AR7/(24*365)","v":0},{"$f":"AS7/(24*365)","v":0},{"$f":"AT7/(24*365)","v":0},{"$f":"AU7/(24*365)","v":0},{"$f":"AV7/(24*365)","v":0},{"$f":"AW7/(24*365)","v":0},null,null,0.05,1,{"$f":"$AC$27*LN($AB7)","v":0},0,0,0,0,0,0,0,0,0,0,0,0,0,0,0,0,0,0,0,0]
[null,0.1,2,5.7077821769054395,2.0618492853697341,0,0,0,0,0,0,0,0,0,0,0,0,0,0,0,0,0,0,0,null,null,0.1,2,{"$f":"$AC$27*LN($AB8)","v":50000.17186969165},18061.799739838869,0,0,0,0,0,0,0,0,0,0,0,0,0,0,0,0,0,0,0]
[null,0.15,3,9.0466207126796903,3.2679537994497427,0,0,0,0,0,0,0,0,0,0,0,0,0,0,0,0,0,0,0,null,null,0.15,3,79248.397443074093,28627.275283179748,0,0,0,0,0,0,0,0,0,0,0,0,0,0,0,0,0,0,0]
[null,0.2,4,11.415564353810879,4.1236985707394682,0,0,0,0,0,0,0,0,0,0,0,0,0,0,0,0,0,0,0,null,null,0.2,4,100000.3437393833,36123.599479677738,0,0,0,0,0,0,0,0,0,0,0,0,0,0,0,0,0,0,0]
[null,0.25,5,13.253059796054091,4.787465783123416,0,0,0,0,0,0,0,0,0,0,0,0,0,0,0,0,0,0,0,null,null,0.25,5,116096.80381343383,41938.200260161124,0,0,0,0,0,0,0,0,0,0,0,0,0,0,0,0,0,0,0]
[null,0.3,6,14.75440288958513,5.329803084819476,0,0,0,0,0,0,0,0,0,0,0,0,0,0,0,0,0,0,0,null,null,0.3,6,129248.56931276574,46689.075023018609,0,0,0,0,0,0,0,0,0,0,0,0,0,0,0,0,0,0,0]
[null,0.35,7,16.023770388368153,5.7883427398236771,0,0,0,0,0,0,0,0,0,0,0,0,0,0,0,0,0,0,0,null,null,0.35,7,140368.22860210502,50705.882400855407,0,0,0,0,0,0,0,0,0,0,0,0,0,0,0,0,0,0,0]
[null,0.4,8,17.123346530716319,6.1855478561092028,0,0,0,0,0,0,0,0,0,0,0,0,0,0,0,0,0,0,0,null,null,0.4,8,150000.51560907497,54185.399219516614,0,0,0,0,0,0,0,0,0,0,0,0,0,0,0,0,0,0,0]
[null,0.45,9,18.093241425359381,6.5359075988994855,0,0,0,0,0,0,0,0,0,0,0,0,0,0,0,0,0,0,0,null,null,0.45,9,158496.79488614819,{"$f":"AD$16 * ($AC15/$AC$16)","v":57254.550566359496},0,0,0,0,0,0,0,0,0,0,0,0,0,0,0,0,0,0,0]
[null,0.5,10,18.960841972959532,6.8493150684931505,0,0,0,0,0,0,0,0,0,0,0,0,0,0,0,0,0,0,0,null,null,0.5,10,166096.97568312549,{"$f":"INDEX(lifeCustomDriver,1,AD5)","v":60000},0,0,0,0,0,0,0,0,0,0,0,0,0,0,0,0,0,0,0,null,"<-- Inputted life of each comparison (hours)"]
[null,0.55000000000000004,11,19.745682135081104,7.1328266106727733,0,0,0,0,0,0,0,0,0,0,0,0,0,0,0,0,0,0,0,null,null,0.55000000000000004,11,172972.17550331046,{"$f":"AD$16 * ($AC17/$AC$16)","v":62483.561109493494},0,0,0,0,0,0,0,0,0,0,0,0,0,0,0,0,0,0,0]
[null,0.6,12,20.462185066490569,7.3916523701892096,0,0,0,0,0,0,0,0,0,0,0,0,0,0,0,0,0,0,0,null,null,0.6,12,179248.74118245739,64750.874762857478,0,0,0,0,0,0,0,0,0,0,0,0,0,0,0,0,0,0,0]
[null,0.65,13,21.121303869918716,7.6297489884029908,0,0,0,0,0,0,0,0,0,0,0,0,0,0,0,0,0,0,0,null,null,0.65,13,185022.62190048795,66836.601138410202,0,0,0,0,0,0,0,0,0,0,0,0,0,0,0,0,0,0,0]
[null,0.7,14,21.731552565273592,7.8501920251934107,0,0,0,0,0,0,0,0,0,0,0,0,0,0,0,0,0,0,0,null,null,0.7,14,190368.40047179666,68767.682140694276,0,0,0,0,0,0,0,0,0,0,0,0,0,0,0,0,0,0,0]
[null,0.75,15,22.299680508733783,8.0554195825731583,0,0,0,0,0,0,0,0,0,0,0,0,0,0,0,0,0,0,0,null,null,0.75,15,195345.20125650792,70565.475543340872,0,0,0,0,0,0,0,0,0,0,0,0,0,0,0,0,0,0,0]
[null,0.8,16,22.831128707621758,8.2473971414789364,0,0,0,0,0,0,0,0,0,0,0,0,0,0,0,0,0,0,0,null,null,0.8,16,200000.6874787666,72247.198959355475,0,0,0,0,0,0,0,0,0,0,0,0,0,0,0,0,0,0,0]
[null,0.85,17,23.330347554051958,8.4277323382073543,0,0,0,0,0,0,0,0,0,0,0,0,0,0,0,0,0,0,0,null,null,0.85,17,204373.84457349515,73826.935282696431,0,0,0,0,0,0,0,0,0,0,0,0,0,0,0,0,0,0,0]
[null,0.9,18,23.80102360226482,8.59775688426922,0,0,0,0,0,0,0,0,0,0,0,0,0,0,0,0,0,0,0,null,null,0.9,18,208496.96675583982,75316.350306198365,0,0,0,0,0,0,0,0,0,0,0,0,0,0,0,0,0,0,0]
[null,0.95,19,24.246244950019541,8.7585863078960884,0,0,0,0,0,0,0,0,0,0,0,0,0,0,0,0,0,0,0,null,null,0.95,19,212397.10576217118,76725.216057169731,0,0,0,0,0,0,0,0,0,0,0,0,0,0,0,0,0,0,0]
[null,1,20,24.668624149864968,8.9111643538628851,0,0,0,0,0,0,0,0,0,0,0,0,0,0,0,0,0,0,0,null,null,1,20,216097.14755281713,78061.799739838869,0,0,0,0,0,0,0,0,0,0,0,0,0,0,0,0,0,0,0]
[null,null,null,null,null,null,null,null,null,null,null,null,null,null,null,null,null,null,null,null,null,null,null,null,null,null,null,"ln(x)",72135]
[]
[]
[]
[]
[]
["QUADRATIC CONSTANTS"]
[]
[null,null,null,"DRIVER","Comparison 1","Comparison 2","Comparison 3","Comparison 4","Comparison 5","Comparison 6","Comparison 7","Comparison 8","Comparison 9","Comparison 10","Comparison 11","Comparison 12","Comparison 13","Comparison 14","Comparison 15","Comparison 16","Comparison 17","Comparison 18","Comparison 19","Comparison 20"]
[null,null,"x^4",{"$f":"INDEX((LINEST($B$6:$B$26,D$6:D$26^{1,2,3,4})),1)","v":1.8646890633338182E-6},{"$f":"INDEX((LINEST($B$6:$B$26,E$6:E$26^{1,2,3,4})),1)","v":1.0950862385449784E-4},{"$f":"INDEX((LINEST($B$6:$B$26,F$6:F$26^{1,2,3,4})),1)","v":0},{"$f":"INDEX((LINEST($B$6:$B$26,G$6:G$26^{1,2,3,4})),1)","v":0},{"$f":"INDEX((LINEST($B$6:$B$26,H$6:H$26^{1,2,3,4})),1)","v":0},{"$f":"INDEX((LINEST($B$6:$B$26,I$6:I$26^{1,2,3,4})),1)","v":0},{"$f":"INDEX((LINEST($B$6:$B$26,J$6:J$26^{1,2,3,4})),1)","v":0},{"$f":"INDEX((LINEST($B$6:$B$26,K$6:K$26^{1,2,3,4})),1)","v":0},{"$f":"INDEX((LINEST($B$6:$B$26,L$6:L$26^{1,2,3,4})),1)","v":0},{"$f":"INDEX((LINEST($B$6:$B$26,M$6:M$26^{1,2,3,4})),1)","v":0},{"$f":"INDEX((LINEST($B$6:$B$26,N$6:N$26^{1,2,3,4})),1)","v":0},{"$f":"INDEX((LINEST($B$6:$B$26,O$6:O$26^{1,2,3,4})),1)","v":0},{"$f":"INDEX((LINEST($B$6:$B$26,P$6:P$26^{1,2,3,4})),1)","v":0},{"$f":"INDEX((LINEST($B$6:$B$26,Q$6:Q$26^{1,2,3,4})),1)","v":0},{"$f":"INDEX((LINEST($B$6:$B$26,R$6:R$26^{1,2,3,4})),1)","v":0},{"$f":"INDEX((LINEST($B$6:$B$26,S$6:S$26^{1,2,3,4})),1)","v":0},{"$f":"INDEX((LINEST($B$6:$B$26,T$6:T$26^{1,2,3,4})),1)","v":0},{"$f":"INDEX((LINEST($B$6:$B$26,U$6:U$26^{1,2,3,4})),1)","v":0},{"$f":"INDEX((LINEST($B$6:$B$26,V$6:V$26^{1,2,3,4})),1)","v":0},{"$f":"INDEX((LINEST($B$6:$B$26,W$6:W$26^{1,2,3,4})),1)","v":0},{"$f":"INDEX((LINEST($B$6:$B$26,X$6:X$26^{1,2,3,4})),1)","v":0}]
[null,null,"x^3",{"$f":"INDEX((LINEST($B$6:$B$26,D$6:D$26^{1,2,3,4})),1,2)","v":-7.276200605543388E-6},{"$f":"INDEX((LINEST($B$6:$B$26,E$6:E$26^{1,2,3,4})),1,2)","v":-1.5436046828774873E-4},{"$f":"INDEX((LINEST($B$6:$B$26,F$6:F$26^{1,2,3,4})),1,2)","v":0},{"$f":"INDEX((LINEST($B$6:$B$26,G$6:G$26^{1,2,3,4})),1,2)","v":0},{"$f":"INDEX((LINEST($B$6:$B$26,H$6:H$26^{1,2,3,4})),1,2)","v":0},{"$f":"INDEX((LINEST($B$6:$B$26,I$6:I$26^{1,2,3,4})),1,2)","v":0},{"$f":"INDEX((LINEST($B$6:$B$26,J$6:J$26^{1,2,3,4})),1,2)","v":0},{"$f":"INDEX((LINEST($B$6:$B$26,K$6:K$26^{1,2,3,4})),1,2)","v":0},{"$f":"INDEX((LINEST($B$6:$B$26,L$6:L$26^{1,2,3,4})),1,2)","v":0},{"$f":"INDEX((LINEST($B$6:$B$26,M$6:M$26^{1,2,3,4})),1,2)","v":0},{"$f":"INDEX((LINEST($B$6:$B$26,N$6:N$26^{1,2,3,4})),1,2)","v":0},{"$f":"INDEX((LINEST($B$6:$B$26,O$6:O$26^{1,2,3,4})),1,2)","v":0},{"$f":"INDEX((LINEST($B$6:$B$26,P$6:P$26^{1,2,3,4})),1,2)","v":0},{"$f":"INDEX((LINEST($B$6:$B$26,Q$6:Q$26^{1,2,3,4})),1,2)","v":0},{"$f":"INDEX((LINEST($B$6:$B$26,R$6:R$26^{1,2,3,4})),1,2)","v":0},{"$f":"INDEX((LINEST($B$6:$B$26,S$6:S$26^{1,2,3,4})),1,2)","v":0},{"$f":"INDEX((LINEST($B$6:$B$26,T$6:T$26^{1,2,3,4})),1,2)","v":0},{"$f":"INDEX((LINEST($B$6:$B$26,U$6:U$26^{1,2,3,4})),1,2)","v":0},{"$f":"INDEX((LINEST($B$6:$B$26,V$6:V$26^{1,2,3,4})),1,2)","v":0},{"$f":"INDEX((LINEST($B$6:$B$26,W$6:W$26^{1,2,3,4})),1,2)","v":0},{"$f":"INDEX((LINEST($B$6:$B$26,X$6:X$26^{1,2,3,4})),1,2)","v":0}]
[null,null,"x^2",{"$f":"INDEX((LINEST($B$6:$B$26,D$6:D$26^{1,2,3,4})),1,3)","v":1.7158692118768353E-4},{"$f":"INDEX((LINEST($B$6:$B$26,E$6:E$26^{1,2,3,4})),1,3)","v":1.3149375594044257E-3},{"$f":"INDEX((LINEST($B$6:$B$26,F$6:F$26^{1,2,3,4})),1,3)","v":0},{"$f":"INDEX((LINEST($B$6:$B$26,G$6:G$26^{1,2,3,4})),1,3)","v":0},{"$f":"INDEX((LINEST($B$6:$B$26,H$6:H$26^{1,2,3,4})),1,3)","v":0},{"$f":"INDEX((LINEST($B$6:$B$26,I$6:I$26^{1,2,3,4})),1,3)","v":0},{"$f":"INDEX((LINEST($B$6:$B$26,J$6:J$26^{1,2,3,4})),1,3)","v":0},{"$f":"INDEX((LINEST($B$6:$B$26,K$6:K$26^{1,2,3,4})),1,3)","v":0},{"$f":"INDEX((LINEST($B$6:$B$26,L$6:L$26^{1,2,3,4})),1,3)","v":0},{"$f":"INDEX((LINEST($B$6:$B$26,M$6:M$26^{1,2,3,4})),1,3)","v":0},{"$f":"INDEX((LINEST($B$6:$B$26,N$6:N$26^{1,2,3,4})),1,3)","v":0},{"$f":"INDEX((LINEST($B$6:$B$26,O$6:O$26^{1,2,3,4})),1,3)","v":0},{"$f":"INDEX((LINEST($B$6:$B$26,P$6:P$26^{1,2,3,4})),1,3)","v":0},{"$f":"INDEX((LINEST($B$6:$B$26,Q$6:Q$26^{1,2,3,4})),1,3)","v":0},{"$f":"INDEX((LINEST($B$6:$B$26,R$6:R$26^{1,2,3,4})),1,3)","v":0},{"$f":"INDEX((LINEST($B$6:$B$26,S$6:S$26^{1,2,3,4})),1,3)","v":0},{"$f":"INDEX((LINEST($B$6:$B$26,T$6:T$26^{1,2,3,4})),1,3)","v":0},{"$f":"INDEX((LINEST($B$6:$B$26,U$6:U$26^{1,2,3,4})),1,3)","v":0},{"$f":"INDEX((LINEST($B$6:$B$26,V$6:V$26^{1,2,3,4})),1,3)","v":0},{"$f":"INDEX((LINEST($B$6:$B$26,W$6:W$26^{1,2,3,4})),1,3)","v":0},{"$f":"INDEX((LINEST($B$6:$B$26,X$6:X$26^{1,2,3,4})),1,3)","v":0}]
[null,null,"x",{"$f":"INDEX((LINEST($B$6:$B$26,D$6:D$26^{1,2,3,4})),1,4)","v":1.1660882773777021E-2},{"$f":"INDEX((LINEST($B$6:$B$26,E$6:E$26^{1,2,3,4})),1,4)","v":3.2280622708662388E-2},{"$f":"INDEX((LINEST($B$6:$B$26,F$6:F$26^{1,2,3,4})),1,4)","v":0},{"$f":"INDEX((LINEST($B$6:$B$26,G$6:G$26^{1,2,3,4})),1,4)","v":0},{"$f":"INDEX((LINEST($B$6:$B$26,H$6:H$26^{1,2,3,4})),1,4)","v":0},{"$f":"INDEX((LINEST($B$6:$B$26,I$6:I$26^{1,2,3,4})),1,4)","v":0},{"$f":"INDEX((LINEST($B$6:$B$26,J$6:J$26^{1,2,3,4})),1,4)","v":0},{"$f":"INDEX((LINEST($B$6:$B$26,K$6:K$26^{1,2,3,4})),1,4)","v":0},{"$f":"INDEX((LINEST($B$6:$B$26,L$6:L$26^{1,2,3,4})),1,4)","v":0},{"$f":"INDEX((LINEST($B$6:$B$26,M$6:M$26^{1,2,3,4})),1,4)","v":0},{"$f":"INDEX((LINEST($B$6:$B$26,N$6:N$26^{1,2,3,4})),1,4)","v":0},{"$f":"INDEX((LINEST($B$6:$B$26,O$6:O$26^{1,2,3,4})),1,4)","v":0},{"$f":"INDEX((LINEST($B$6:$B$26,P$6:P$26^{1,2,3,4})),1,4)","v":0},{"$f":"INDEX((LINEST($B$6:$B$26,Q$6:Q$26^{1,2,3,4})),1,4)","v":0},{"$f":"INDEX((LINEST($B$6:$B$26,R$6:R$26^{1,2,3,4})),1,4)","v":0},{"$f":"INDEX((LINEST($B$6:$B$26,S$6:S$26^{1,2,3,4})),1,4)","v":0},{"$f":"INDEX((LINEST($B$6:$B$26,T$6:T$26^{1,2,3,4})),1,4)","v":0},{"$f":"INDEX((LINEST($B$6:$B$26,U$6:U$26^{1,2,3,4})),1,4)","v":0},{"$f":"INDEX((LINEST($B$6:$B$26,V$6:V$26^{1,2,3,4})),1,4)","v":0},{"$f":"INDEX((LINEST($B$6:$B$26,W$6:W$26^{1,2,3,4})),1,4)","v":0},{"$f":"INDEX((LINEST($B$6:$B$26,X$6:X$26^{1,2,3,4})),1,4)","v":0}]
[null,null,null,{"$f":"INDEX((LINEST($B$6:$B$26,D$6:D$26^{1,2,3,4})),1,5)","v":2.5163939948704028E-2},{"$f":"INDEX((LINEST($B$6:$B$26,E$6:E$26^{1,2,3,4})),1,5)","v":2.5163939948704084E-2},{"$f":"INDEX((LINEST($B$6:$B$26,F$6:F$26^{1,2,3,4})),1,5)","v":0.49999999999999989},{"$f":"INDEX((LINEST($B$6:$B$26,G$6:G$26^{1,2,3,4})),1,5)","v":0.49999999999999989},{"$f":"INDEX((LINEST($B$6:$B$26,H$6:H$26^{1,2,3,4})),1,5)","v":0.49999999999999989},{"$f":"INDEX((LINEST($B$6:$B$26,I$6:I$26^{1,2,3,4})),1,5)","v":0.49999999999999989},{"$f":"INDEX((LINEST($B$6:$B$26,J$6:J$26^{1,2,3,4})),1,5)","v":0.49999999999999989},{"$f":"INDEX((LINEST($B$6:$B$26,K$6:K$26^{1,2,3,4})),1,5)","v":0.49999999999999989},{"$f":"INDEX((LINEST($B$6:$B$26,L$6:L$26^{1,2,3,4})),1,5)","v":0.49999999999999989},{"$f":"INDEX((LINEST($B$6:$B$26,M$6:M$26^{1,2,3,4})),1,5)","v":0.49999999999999989},{"$f":"INDEX((LINEST($B$6:$B$26,N$6:N$26^{1,2,3,4})),1,5)","v":0.49999999999999989},{"$f":"INDEX((LINEST($B$6:$B$26,O$6:O$26^{1,2,3,4})),1,5)","v":0.49999999999999989},{"$f":"INDEX((LINEST($B$6:$B$26,P$6:P$26^{1,2,3,4})),1,5)","v":0.49999999999999989},{"$f":"INDEX((LINEST($B$6:$B$26,Q$6:Q$26^{1,2,3,4})),1,5)","v":0.49999999999999989},{"$f":"INDEX((LINEST($B$6:$B$26,R$6:R$26^{1,2,3,4})),1,5)","v":0.49999999999999989},{"$f":"INDEX((LINEST($B$6:$B$26,S$6:S$26^{1,2,3,4})),1,5)","v":0.49999999999999989},{"$f":"INDEX((LINEST($B$6:$B$26,T$6:T$26^{1,2,3,4})),1,5)","v":0.49999999999999989},{"$f":"INDEX((LINEST($B$6:$B$26,U$6:U$26^{1,2,3,4})),1,5)","v":0.49999999999999989},{"$f":"INDEX((LINEST($B$6:$B$26,V$6:V$26^{1,2,3,4})),1,5)","v":0.49999999999999989},{"$f":"INDEX((LINEST($B$6:$B$26,W$6:W$26^{1,2,3,4})),1,5)","v":0.49999999999999989},{"$f":"INDEX((LINEST($B$6:$B$26,X$6:X$26^{1,2,3,4})),1,5)","v":0.49999999999999989}]
[]
["10 YEAR MORTALITY (years)",null,null,null,null,null,null,null,null,null,null,null,null,null,null,null,null,null,null,null,null,null,null,null,null,null,"ACCOUNTING FOR BURN HOURS PER DAY"]
[null,null,null,null,"24 HOUR BURN",null,null,null,null,null,null,null,null,null,null,null,null,null,null,null,null,null,null,null,null,null,{"$f":"'CALCULATOR INPUT SHEET'!E30","v":0},{"$f":"'CALCULATOR INPUT SHEET'!F30","v":0},{"$f":"'CALCULATOR INPUT SHEET'!G30","v":0},{"$f":"'CALCULATOR INPUT SHEET'!H30","v":0},{"$f":"'CALCULATOR INPUT SHEET'!I30","v":0},{"$f":"'CALCULATOR INPUT SHEET'!J30","v":0},{"$f":"'CALCULATOR INPUT SHEET'!K30","v":0},{"$f":"'CALCULATOR INPUT SHEET'!L30","v":0},{"$f":"'CALCULATOR INPUT SHEET'!M30","v":0},{"$f":"'CALCULATOR INPUT SHEET'!N30","v":0},{"$f":"'CALCULATOR INPUT SHEET'!O30","v":0},{"$f":"'CALCULATOR INPUT SHEET'!P30","v":0},{"$f":"'CALCULATOR INPUT SHEET'!Q30","v":0},{"$f":"'CALCULATOR INPUT SHEET'!R30","v":0},{"$f":"'CALCULATOR INPUT SHEET'!S30","v":0},{"$f":"'CALCULATOR INPUT SHEET'!T30","v":0},{"$f":"'CALCULATOR INPUT SHEET'!U30","v":0},{"$f":"'CALCULATOR INPUT SHEET'!V30","v":0},{"$f":"'CALCULATOR INPUT SHEET'!W30","v":0},{"$f":"'CALCULATOR INPUT SHEET'!X30","v":0}]
[null,null,null,{"$f":"COUNTIF(D45:D1045,\"<>\")","v":1001},"Comparison 1","Comparison 2","Comparison 3","Comparison 4","Comparison 5","Comparison 6","Comparison 7","Comparison 8","Comparison 9","Comparison 10","Comparison 11","Comparison 12","Comparison 13","Comparison 14","Comparison 15","Comparison 16","Comparison 17","Comparison 18","Comparison 19","Comparison 20",null,null,"Comparison 1","Comparison 2","Comparison 3","Comparison 4","Comparison 5","Comparison 6","Comparison 7","Comparison 8","Comparison 9","Comparison 10","Comparison 11","Comparison 12","Comparison 13","Comparison 14","Comparison 15","Comparison 16","Comparison 17","Comparison 18","Comparison 19","Comparison 20"]
[null,null,null,0,{"$f":"IF(AD$16=0,0,IF(E$36*$D45^4  +    E$37*$D45^3   +    E$38*$D45^2    +    E$39*$D45   +    E$40>1,1,E$36*$D45^4  +    E$37*$D45^3   +    E$38*$D45^2    +    E$39*$D45   +    E$40))","v":2.5163939948704084E-2},0,0,0,0,0,0,0,0,{"$f":"IF(AM$16=0,0,IF(N$36*$D45^4  +    N$37*$D45^3   +    N$38*$D45^2    +    N$39*$D45   +    N$40>1,1,N$36*$D45^4  +    N$37*$D45^3   +    N$38*$D45^2    +    N$39*$D45   +    N$40))","v":0},0,0,0,0,0,0,0,0,0,0,null,0,{"$f":"IF(AA$43<>0,INDEX(E$45:E$1045, MATCH($Z45*(AA$43/24), $D$45:$D$1045)), 0)","v":0},0,0,0,0,0,0,0,0,{"$f":"IF(AJ$43<>0,INDEX(N$45:N$1045, MATCH($Z45*(AJ$43/24), $D$45:$D$1045)), 0)","v":0},0,0,0,0,0,0,0,0,0,0]
[null,null,null,{"$f":"D45+0.01","v":0.01},{"$f":"IF(AD$16=0,0,IF(E$36*$D46^4  +    E$37*$D46^3   +    E$38*$D46^2    +    E$39*$D46   +    E$40>1,1,E$36*$D46^4  +    E$37*$D46^3   +    E$38*$D46^2    +    E$39*$D46   +    E$40))","v":2.5486877516281266E-2},{"$f":"IF(AE$16=0,0,IF(F$36*$D46^4  +    F$37*$D46^3   +    F$38*$D46^2    +    F$39*$D46   +    F$40>1,1,F$36*$D46^4  +    F$37*$D46^3   +    F$38*$D46^2    +    F$39*$D46   +    F$40))","v":0},{"$f":"IF(AF$16=0,0,IF(G$36*$D46^4  +    G$37*$D46^3   +    G$38*$D46^2    +    G$39*$D46   +    G$40>1,1,G$36*$D46^4  +    G$37*$D46^3   +    G$38*$D46^2    +    G$39*$D46   +    G$40))","v":0},{"$f":"IF(AG$16=0,0,IF(H$36*$D46^4  +    H$37*$D46^3   +    H$38*$D46^2    +    H$39*$D46   +    H$40>1,1,H$36*$D46^4  +    H$37*$D46^3   +    H$38*$D46^2    +    H$39*$D46   +    H$40))","v":0},{"$f":"IF(AH$16=0,0,IF(I$36*$D46^4  +    I$37*$D46^3   +    I$38*$D46^2    +    I$39*$D46   +    I$40>1,1,I$36*$D46^4  +    I$37*$D46^3   +    I$38*$D46^2    +    I$39*$D46   +    I$40))","v":0},{"$f":"IF(AI$16=0,0,IF(J$36*$D46^4  +    J$37*$D46^3   +    J$38*$D46^2    +    J$39*$D46   +    J$40>1,1,J$36*$D46^4  +    J$37*$D46^3   +    J$38*$D46^2    +    J$39*$D46   +    J$40))","v":0},{"$f":"IF(AJ$16=0,0,IF(K$36*$D46^4  +    K$37*$D46^3   +    K$38*$D46^2    +    K$39*$D46   +    K$40>1,1,K$36*$D46^4  +    K$37*$D46^3   +    K$38*$D46^2    +    K$39*$D46   +    K$40))","v":0},{"$f":"IF(AK$16=0,0,IF(L$36*$D46^4  +    L$37*$D46^3   +    L$38*$D46^2    +    L$39*$D46   +    L$40>1,1,L$36*$D46^4  +    L$37*$D46^3   +    L$38*$D46^2    +    L$39*$D46   +    L$40))","v":0},{"$f":"IF(AL$16=0,0,IF(M$36*$D46^4  +    M$37*$D46^3   +    M$38*$D46^2    +    M$39*$D46   +    M$40>1,1,M$36*$D46^4  +    M$37*$D46^3   +    M$38*$D46^2    +    M$39*$D46   +    M$40))","v":0},0,0,0,0,0,0,0,0,0,0,0,null,{"$f":"Z45+0.01","v":0.01},{"$f":"IF(AA$43<>0,INDEX(E$45:E$1045, MATCH($Z46*(AA$43/24), $D$45:$D$1045)), 0)","v":0},{"$f":"IF(AB$43<>0,INDEX(F$45:F$1045, MATCH($Z46*(AB$43/24), $D$45:$D$1045)), 0)","v":0},{"$f":"IF(AC$43<>0,INDEX(G$45:G$1045, MATCH($Z46*(AC$43/24), $D$45:$D$1045)), 0)","v":0},{"$f":"IF(AD$43<>0,INDEX(H$45:H$1045, MATCH($Z46*(AD$43/24), $D$45:$D$1045)), 0)","v":0},{"$f":"IF(AE$43<>0,INDEX(I$45:I$1045, MATCH($Z46*(AE$43/24), $D$45:$D$1045)), 0)","v":0},{"$f":"IF(AF$43<>0,INDEX(J$45:J$1045, MATCH($Z46*(AF$43/24), $D$45:$D$1045)), 0)","v":0},{"$f":"IF(AG$43<>0,INDEX(K$45:K$1045, MATCH($Z46*(AG$43/24), $D$45:$D$1045)), 0)","v":0},{"$f":"IF(AH$43<>0,INDEX(L$45:L$1045, MATCH($Z46*(AH$43/24), $D$45:$D$1045)), 0)","v":0},{"$f":"IF(AI$43<>0,INDEX(M$45:M$1045, MATCH($Z46*(AI$43/24), $D$45:$D$1045)), 0)","v":0},0,0,0,0,0,0,0,0,0,0,0]
[null,null,null,0.02,2.5810077160538725E-2,0,0,0,0,0,0,0,0,0,0,0,0,0,0,0,0,0,0,0,null,0.02,0,0,0,0,0,0,0,0,0,0,0,0,0,0,0,0,0,0,0,0]
[null,null,null,0.03,2.613353799473676E-2,0,0,0,0,0,0,0,0,0,0,0,0,0,0,0,0,0,0,0,null,0.03,0,0,0,0,0,0,0,0,0,0,0,0,0,0,0,0,0,0,0,0]
[null,null,null,0.04,2.6457259158417734E-2,0,0,0,0,0,0,0,0,0,0,0,0,0,0,0,0,0,0,0,null,0.04,0,0,0,0,0,0,0,0,0,0,0,0,0,0,0,0,0,0,0,0]
[null,null,null,0.05,2.6781239817406079E-2,0,0,0,0,0,0,0,0,0,0,0,0,0,0,0,0,0,0,0,null,0.05,0,0,0,0,0,0,0,0,0,0,0,0,0,0,0,0,0,0,0,0]
[null,null,null,6.0000000000000005E-2,2.7105479163808299E-2,0,0,0,0,0,0,0,0,0,0,0,0,0,0,0,0,0,0,0,null,6.0000000000000005E-2,0,0,0,0,0,0,0,0,0,0,0,0,0,0,0,0,0,0,0,0]
[null,null,null,7.0000000000000007E-2,2.7429976416012969E-2,0,0,0,0,0,0,0,0,0,0,0,0,0,0,0,0,0,0,0,null,7.0000000000000007E-2,0,0,0,0,0,0,0,0,0,0,0,0,0,0,0,0,0,0,0,0]
[null,null,null,0.08,2.7754730818690732E-2,0,0,0,0,0,0,0,0,0,0,0,0,0,0,0,0,0,0,0,null,0.08,0,0,0,0,0,0,0,0,0,0,0,0,0,0,0,0,0,0,0,0]
[null,null,null,0.09,2.8079741642794302E-2,0,0,0,0,0,0,0,0,0,0,0,0,0,0,0,0,0,0,0,null,0.09,0,0,0,0,0,0,0,0,0,0,0,0,0,0,0,0,0,0,0,0]
[null,null,null,9.9999999999999992E-2,2.8405008185558463E-2,0,0,0,0,0,0,0,0,0,0,0,0,0,0,0,0,0,0,0,null,9.9999999999999992E-2,0,0,0,0,0,0,0,0,0,0,0,0,0,0,0,0,0,0,0,0]
[null,null,null,0.10999999999999999,2.8730529770500068E-2,0,0,0,0,0,0,0,0,0,0,0,0,0,0,0,0,0,0,0,null,0.10999999999999999,0,0,0,0,0,0,0,0,0,0,0,0,0,0,0,0,0,0,0,0]
[null,null,null,0.11999999999999998,2.9056305747418035E-2,0,0,0,0,0,0,0,0,0,0,0,0,0,0,0,0,0,0,0,null,0.11999999999999998,0,0,0,0,0,0,0,0,0,0,0,0,0,0,0,0,0,0,0,0]
[null,null,null,0.12999999999999998,2.9382335492393358E-2,0,0,0,0,0,0,0,0,0,0,0,0,0,0,0,0,0,0,0,null,0.12999999999999998,0,0,0,0,0,0,0,0,0,0,0,0,0,0,0,0,0,0,0,0]
[null,null,null,0.13999999999999999,2.97086184077891E-2,0,0,0,0,0,0,0,0,0,0,0,0,0,0,0,0,0,0,0,null,0.13999999999999999,0,0,0,0,0,0,0,0,0,0,0,0,0,0,0,0,0,0,0,0]
[null,null,null,0.15,3.0035153922250396E-2,0,0,0,0,0,0,0,0,0,0,0,0,0,0,0,0,0,0,0,null,0.15,0,0,0,0,0,0,0,0,0,0,0,0,0,0,0,0,0,0,0,0]
[null,null,null,0.16,3.0361941490704442E-2,0,0,0,{"$f":"IF(AH$16=0,0,IF(I$36*$D61^4  +    I$37*$D61^3   +    I$38*$D61^2    +    I$39*$D61   +    I$40>1,1,I$36*$D61^4  +    I$37*$D61^3   +    I$38*$D61^2    +    I$39*$D61   +    I$40))","v":0},{"$f":"IF(AI$16=0,0,IF(J$36*$D61^4  +    J$37*$D61^3   +    J$38*$D61^2    +    J$39*$D61   +    J$40>1,1,J$36*$D61^4  +    J$37*$D61^3   +    J$38*$D61^2    +    J$39*$D61   +    J$40))","v":0},{"$f":"IF(AJ$16=0,0,IF(K$36*$D61^4  +    K$37*$D61^3   +    K$38*$D61^2    +    K$39*$D61   +    K$40>1,1,K$36*$D61^4  +    K$37*$D61^3   +    K$38*$D61^2    +    K$39*$D61   +    K$40))","v":0},{"$f":"IF(AK$16=0,0,IF(L$36*$D61^4  +    L$37*$D61^3   +    L$38*$D61^2    +    L$39*$D61   +    L$40>1,1,L$36*$D61^4  +    L$37*$D61^3   +    L$38*$D61^2    +    L$39*$D61   +    L$40))","v":0},{"$f":"IF(AL$16=0,0,IF(M$36*$D61^4  +    M$37*$D61^3   +    M$38*$D61^2    +    M$39*$D61   +    M$40>1,1,M$36*$D61^4  +    M$37*$D61^3   +    M$38*$D61^2    +    M$39*$D61   +    M$40))","v":0},{"$f":"IF(AM$16=0,0,IF(N$36*$D61^4  +    N$37*$D61^3   +    N$38*$D61^2    +    N$39*$D61   +    N$40>1,1,N$36*$D61^4  +    N$37*$D61^3   +    N$38*$D61^2    +    N$39*$D61   +    N$40))","v":0},{"$f":"IF(AN$16=0,0,IF(O$36*$D61^4  +    O$37*$D61^3   +    O$38*$D61^2    +    O$39*$D61   +    O$40>1,1,O$36*$D61^4  +    O$37*$D61^3   +    O$38*$D61^2    +    O$39*$D61   +    O$40))","v":0},{"$f":"IF(AO$16=0,0,IF(P$36*$D61^4  +    P$37*$D61^3   +    P$38*$D61^2    +    P$39*$D61   +    P$40>1,1,P$36*$D61^4  +    P$37*$D61^3   +    P$38*$D61^2    +    P$39*$D61   +    P$40))","v":0},{"$f":"IF(AP$16=0,0,IF(Q$36*$D61^4  +    Q$37*$D61^3   +    Q$38*$D61^2    +    Q$39*$D61   +    Q$40>1,1,Q$36*$D61^4  +    Q$37*$D61^3   +    Q$38*$D61^2    +    Q$39*$D61   +    Q$40))","v":0},{"$f":"IF(AQ$16=0,0,IF(R$36*$D61^4  +    R$37*$D61^3   +    R$38*$D61^2    +    R$39*$D61   +    R$40>1,1,R$36*$D61^4  +    R$37*$D61^3   +    R$38*$D61^2    +    R$39*$D61   +    R$40))","v":0},{"$f":"IF(AR$16=0,0,IF(S$36*$D61^4  +    S$37*$D61^3   +    S$38*$D61^2    +    S$39*$D61   +    S$40>1,1,S$36*$D61^4  +    S$37*$D61^3   +    S$38*$D61^2    +    S$39*$D61   +    S$40))","v":0},{"$f":"IF(AS$16=0,0,IF(T$36*$D61^4  +    T$37*$D61^3   +    T$38*$D61^2    +    T$39*$D61   +    T$40>1,1,T$36*$D61^4  +    T$37*$D61^3   +    T$38*$D61^2    +    T$39*$D61   +    T$40))","v":0},{"$f":"IF(AT$16=0,0,IF(U$36*$D61^4  +    U$37*$D61^3   +    U$38*$D61^2    +    U$39*$D61   +    U$40>1,1,U$36*$D61^4  +    U$37*$D61^3   +    U$38*$D61^2    +    U$39*$D61   +    U$40))","v":0},{"$f":"IF(AU$16=0,0,IF(V$36*$D61^4  +    V$37*$D61^3   +    V$38*$D61^2    +    V$39*$D61   +    V$40>1,1,V$36*$D61^4  +    V$37*$D61^3   +    V$38*$D61^2    +    V$39*$D61   +    V$40))","v":0},{"$f":"IF(AV$16=0,0,IF(W$36*$D61^4  +    W$37*$D61^3   +    W$38*$D61^2    +    W$39*$D61   +    W$40>1,1,W$36*$D61^4  +    W$37*$D61^3   +    W$38*$D61^2    +    W$39*$D61   +    W$40))","v":0},{"$f":"IF(AW$16=0,0,IF(X$36*$D61^4  +    X$37*$D61^3   +    X$38*$D61^2    +    X$39*$D61   +    X$40>1,1,X$36*$D61^4  +    X$37*$D61^3   +    X$38*$D61^2    +    X$39*$D61   +    X$40))","v":0},null,0.16,0,0,0,0,{"$f":"IF(AE$43<>0,INDEX(I$45:I$1045, MATCH($Z61*(AE$43/24), $D$45:$D$1045)), 0)","v":0},{"$f":"IF(AF$43<>0,INDEX(J$45:J$1045, MATCH($Z61*(AF$43/24), $D$45:$D$1045)), 0)","v":0},{"$f":"IF(AG$43<>0,INDEX(K$45:K$1045, MATCH($Z61*(AG$43/24), $D$45:$D$1045)), 0)","v":0},{"$f":"IF(AH$43<>0,INDEX(L$45:L$1045, MATCH($Z61*(AH$43/24), $D$45:$D$1045)), 0)","v":0},{"$f":"IF(AI$43<>0,INDEX(M$45:M$1045, MATCH($Z61*(AI$43/24), $D$45:$D$1045)), 0)","v":0},{"$f":"IF(AJ$43<>0,INDEX(N$45:N$1045, MATCH($Z61*(AJ$43/24), $D$45:$D$1045)), 0)","v":0},{"$f":"IF(AK$43<>0,INDEX(O$45:O$1045, MATCH($Z61*(AK$43/24), $D$45:$D$1045)), 0)","v":0},{"$f":"IF(AL$43<>0,INDEX(P$45:P$1045, MATCH($Z61*(AL$43/24), $D$45:$D$1045)), 0)","v":0},{"$f":"IF(AM$43<>0,INDEX(Q$45:Q$1045, MATCH($Z61*(AM$43/24), $D$45:$D$1045)), 0)","v":0},{"$f":"IF(AN$43<>0,INDEX(R$45:R$1045, MATCH($Z61*(AN$43/24), $D$45:$D$1045)), 0)","v":0},{"$f":"IF(AO$43<>0,INDEX(S$45:S$1045, MATCH($Z61*(AO$43/24), $D$45:$D$1045)), 0)","v":0},{"$f":"IF(AP$43<>0,INDEX(T$45:T$1045, MATCH($Z61*(AP$43/24), $D$45:$D$1045)), 0)","v":0},{"$f":"IF(AQ$43<>0,INDEX(U$45:U$1045, MATCH($Z61*(AQ$43/24), $D$45:$D$1045)), 0)","v":0},{"$f":"IF(AR$43<>0,INDEX(V$45:V$1045, MATCH($Z61*(AR$43/24), $D$45:$D$1045)), 0)","v":0},{"$f":"IF(AS$43<>0,INDEX(W$45:W$1045, MATCH($Z61*(AS$43/24), $D$45:$D$1045)), 0)","v":0},{"$f":"IF(AT$43<>0,INDEX(X$45:X$1045, MATCH($Z61*(AT$43/24), $D$45:$D$1045)), 0)","v":0}]
[null,null,null,0.17,3.068898059436051E-2,0,0,0,0,0,0,0,0,0,0,0,0,0,0,0,0,0,0,0,null,0.17,0,0,0,0,0,0,0,0,0,0,0,0,0,0,0,0,0,0,0,0]
[null,null,null,0.18000000000000002,3.101627074070994E-2,0,0,0,0,0,0,0,0,0,0,0,0,0,0,0,0,0,0,0,null,0.18000000000000002,0,0,0,0,0,0,0,0,0,0,0,0,0,0,0,0,0,0,0,0]
[null,null,null,0.19000000000000003,3.1343811463526147E-2,0,0,0,0,0,0,0,0,0,0,0,0,0,0,0,0,0,0,0,null,0.19000000000000003,0,0,0,0,0,0,0,0,0,0,0,0,0,0,0,0,0,0,0,0]
[null,null,null,0.20000000000000004,3.1671602322864603E-2,0,0,0,0,0,0,0,0,0,0,0,0,0,0,0,0,0,0,0,null,0.20000000000000004,0,0,0,0,0,0,0,0,0,0,0,0,0,0,0,0,0,0,0,0]
[null,null,null,0.21000000000000005,3.1999642905062867E-2,0,0,0,0,0,0,0,0,0,0,0,0,0,0,0,0,0,0,0,null,0.21000000000000005,0,0,0,0,0,0,0,0,0,0,0,0,0,0,0,0,0,0,0,0]
[null,null,null,0.22000000000000006,3.2327932822740553E-2,0,0,0,0,0,0,0,0,0,0,0,0,0,0,0,0,0,0,0,null,0.22000000000000006,0,0,0,0,0,0,0,0,0,0,0,0,0,0,0,0,0,0,0,0]
[null,null,null,0.23000000000000007,3.2656471714799351E-2,0,0,0,0,0,0,0,0,0,0,0,0,0,0,0,0,0,0,0,null,0.23000000000000007,0,0,0,0,0,0,0,0,0,0,0,0,0,0,0,0,0,0,0,0]
[null,null,null,0.24000000000000007,3.2985259246423024E-2,0,0,0,0,0,0,0,0,0,0,0,0,0,0,0,0,0,0,0,null,0.24000000000000007,0,0,0,0,0,0,0,0,0,0,0,0,0,0,0,0,0,0,0,0]
[null,null,null,0.25000000000000006,3.3314295109077394E-2,0,0,0,0,0,0,0,0,0,0,0,0,0,0,0,0,0,0,0,null,0.25000000000000006,0,0,0,0,0,0,0,0,0,0,0,0,0,0,0,0,0,0,0,0]
[null,null,null,0.26000000000000006,3.3643579020510364E-2,0,0,0,0,0,0,0,0,0,0,0,0,0,0,0,0,0,0,0,null,0.26000000000000006,0,0,0,0,0,0,0,0,0,0,0,0,0,0,0,0,0,0,0,0]
[null,null,null,0.27000000000000007,3.3973110724751905E-2,0,0,0,0,0,0,0,0,0,0,0,0,0,0,0,0,0,0,0,null,0.27000000000000007,0,0,0,0,0,0,0,0,0,0,0,0,0,0,0,0,0,0,0,0]
[null,null,null,0.28000000000000008,3.4302889992114047E-2,0,0,0,0,0,0,0,0,0,0,0,0,0,0,0,0,0,0,0,null,0.28000000000000008,0,0,0,0,0,0,0,0,0,0,0,0,0,0,0,0,0,0,0,0]
[null,null,null,0.29000000000000009,3.4632916619190907E-2,0,0,0,0,0,0,0,0,0,0,0,0,0,0,0,0,0,0,0,null,0.29000000000000009,0,0,0,0,0,0,0,0,0,0,0,0,0,0,0,0,0,0,0,0]
[null,null,null,0.3000000000000001,3.4963190428858655E-2,0,0,0,0,0,0,0,0,0,0,0,0,0,0,0,0,0,0,0,null,0.3000000000000001,0,0,0,0,0,0,0,0,0,0,0,0,0,0,0,0,0,0,0,0]
[null,null,null,0.31000000000000011,3.5293711270275543E-2,0,0,0,0,0,0,0,0,0,0,0,0,0,0,0,0,0,0,0,null,0.31000000000000011,0,0,0,0,0,0,0,0,0,0,0,0,0,0,0,0,0,0,0,0]
[null,null,null,0.32000000000000012,3.5624479018881883E-2,0,0,0,0,0,0,0,0,0,0,0,0,0,0,0,0,0,0,0,null,0.32000000000000012,0,0,0,0,0,0,0,0,0,0,0,0,0,0,0,0,0,0,0,0]
[null,null,null,0.33000000000000013,3.5955493576400065E-2,0,0,0,0,0,0,0,0,0,0,0,0,0,0,0,0,0,0,0,null,0.33000000000000013,0,0,0,0,0,0,0,0,0,0,0,0,0,0,0,0,0,0,0,0]
[null,null,null,0.34000000000000014,3.6286754870834541E-2,0,0,0,0,0,0,0,0,0,0,0,0,0,0,0,0,0,0,0,null,0.34000000000000014,0,0,0,0,0,0,0,0,0,0,0,0,0,0,0,0,0,0,0,0]
[null,null,null,0.35000000000000014,3.6618262856471843E-2,0,0,0,0,0,0,0,0,0,0,0,0,0,0,0,0,0,0,0,null,0.35000000000000014,0,0,0,0,0,0,0,0,0,0,0,0,0,0,0,0,0,0,0,0]
[null,null,null,0.36000000000000015,3.6950017513880565E-2,0,0,0,0,0,0,0,0,0,0,0,0,0,0,0,0,0,0,0,null,0.36000000000000015,0,0,0,0,0,0,0,0,0,0,0,0,0,0,0,0,0,0,0,0]
[null,null,null,0.37000000000000016,3.7282018849911377E-2,0,0,0,0,0,0,0,0,0,0,0,0,0,0,0,0,0,0,0,null,0.37000000000000016,0,0,0,0,0,0,0,0,0,0,0,0,0,0,0,0,0,0,0,0]
[null,null,null,0.38000000000000017,3.7614266897697007E-2,0,0,0,0,0,0,0,0,0,0,0,0,0,0,0,0,0,0,0,null,0.38000000000000017,0,0,0,0,0,0,0,0,0,0,0,0,0,0,0,0,0,0,0,0]
[null,null,null,0.39000000000000018,3.7946761716652261E-2,0,0,0,0,0,0,0,0,0,0,0,0,0,0,0,0,0,0,0,null,0.39000000000000018,0,0,0,0,0,0,0,0,0,0,0,0,0,0,0,0,0,0,0,0]
[null,null,null,0.40000000000000019,3.8279503392474011E-2,0,0,0,0,0,0,0,0,0,0,0,0,0,0,0,0,0,0,0,null,0.40000000000000019,0,0,0,0,0,0,0,0,0,0,0,0,0,0,0,0,0,0,0,0]
[null,null,null,0.4100000000000002,3.8612492037141212E-2,0,0,0,0,0,0,0,0,0,0,0,0,0,0,0,0,0,0,0,null,0.4100000000000002,0,0,0,0,0,0,0,0,0,0,0,0,0,0,0,0,0,0,0,0]
[null,null,null,0.42000000000000021,3.8945727788914863E-2,0,0,0,0,0,0,0,0,0,0,0,0,0,0,0,0,0,0,0,null,0.42000000000000021,0,0,0,0,0,0,0,0,0,0,0,0,0,0,0,0,0,0,0,0]
[null,null,null,0.43000000000000022,3.9279210812338067E-2,0,0,0,0,0,0,0,0,0,0,0,0,0,0,0,0,0,0,0,null,0.43000000000000022,0,0,0,0,0,0,0,0,0,0,0,0,0,0,0,0,0,0,0,0]
[null,null,null,0.44000000000000022,3.9612941298235962E-2,0,0,0,0,0,0,0,0,0,0,0,0,0,0,0,0,0,0,0,null,0.44000000000000022,0,0,0,0,0,0,0,0,0,0,0,0,0,0,0,0,0,0,0,0]
[null,null,null,0.45000000000000023,3.9946919463715772E-2,0,0,0,0,0,0,0,0,0,0,0,0,0,0,0,0,0,0,0,null,0.45000000000000023,0,0,0,0,0,0,0,0,0,0,0,0,0,0,0,0,0,0,0,0]
[null,null,null,0.46000000000000024,4.0281145552166803E-2,0,0,0,0,0,0,0,0,0,0,0,0,0,0,0,0,0,0,0,null,0.46000000000000024,0,0,0,0,0,0,0,0,0,0,0,0,0,0,0,0,0,0,0,0]
[null,null,null,0.47000000000000025,4.0615619833260404E-2,0,0,0,0,0,0,0,0,0,0,0,0,0,0,0,0,0,0,0,null,0.47000000000000025,0,0,0,0,0,0,0,0,0,0,0,0,0,0,0,0,0,0,0,0]
[null,null,null,0.48000000000000026,4.095034260295001E-2,0,0,0,0,0,0,0,0,0,0,0,0,0,0,0,0,0,0,0,null,0.48000000000000026,0,0,0,0,0,0,0,0,0,0,0,0,0,0,0,0,0,0,0,0]
[null,null,null,0.49000000000000027,4.1285314183471131E-2,0,0,0,0,0,0,0,0,0,0,0,0,0,0,0,0,0,0,0,null,0.49000000000000027,0,0,0,0,0,0,0,0,0,0,0,0,0,0,0,0,0,0,0,0]
[null,null,null,0.50000000000000022,4.1620534923341328E-2,0,0,0,0,0,0,0,0,0,0,0,0,0,0,0,0,0,0,0,null,0.50000000000000022,0,0,0,0,0,0,0,0,0,0,0,0,0,0,0,0,0,0,0,0]
[null,null,null,0.51000000000000023,4.1956005197360258E-2,0,0,0,0,0,0,0,0,0,0,0,0,0,0,0,0,0,0,0,null,0.51000000000000023,0,0,0,0,0,0,0,0,0,0,0,0,0,0,0,0,0,0,0,0]
[null,null,null,0.52000000000000024,4.2291725406609609E-2,0,0,0,0,0,0,0,0,0,0,0,0,0,0,0,0,0,0,0,null,0.52000000000000024,0,0,0,0,0,0,0,0,0,0,0,0,0,0,0,0,0,0,0,0]
[null,null,null,0.53000000000000025,4.2627695978453187E-2,0,0,0,0,0,0,0,0,0,0,0,0,0,0,0,0,0,0,0,null,0.53000000000000025,0,0,0,0,0,0,0,0,0,0,0,0,0,0,0,0,0,0,0,0]
[null,null,null,0.54000000000000026,4.2963917366536826E-2,0,0,0,0,0,0,0,0,0,0,0,0,0,0,0,0,0,0,0,null,0.54000000000000026,0,0,0,0,0,0,0,0,0,0,0,0,0,0,0,0,0,0,0,0]
[null,null,null,0.55000000000000027,4.3300390050788458E-2,0,0,0,0,0,0,0,0,0,0,0,0,0,0,0,0,0,0,0,null,0.55000000000000027,0,0,0,0,0,0,0,0,0,0,0,0,0,0,0,0,0,0,0,0]
[null,null,null,0.56000000000000028,4.3637114537418059E-2,0,0,0,0,0,0,0,0,0,0,0,0,0,0,0,0,0,0,0,null,0.56000000000000028,0,0,0,0,0,0,0,0,0,0,0,0,0,0,0,0,0,0,0,0]
[null,null,null,0.57000000000000028,4.3974091358917708E-2,0,0,0,0,0,0,0,0,0,0,0,0,0,0,0,0,0,0,0,null,0.57000000000000028,0,0,0,0,0,0,0,0,0,0,0,0,0,0,0,0,0,0,0,0]
[null,null,null,0.58000000000000029,4.4311321074061522E-2,0,0,0,0,0,0,0,0,0,0,0,0,0,0,0,0,0,0,0,null,0.58000000000000029,0,0,0,0,0,0,0,0,0,0,0,0,0,0,0,0,0,0,0,0]
[null,null,null,0.5900000000000003,4.4648804267905698E-2,0,0,0,0,0,0,0,0,0,0,0,0,0,0,0,0,0,0,0,null,0.5900000000000003,0,0,0,0,0,0,0,0,0,0,0,0,0,0,0,0,0,0,0,0]
[null,null,null,0.60000000000000031,4.4986541551788509E-2,0,0,0,0,0,0,0,0,0,0,0,0,0,0,0,0,0,0,0,null,0.60000000000000031,0,0,0,0,0,0,0,0,0,0,0,0,0,0,0,0,0,0,0,0]
[null,null,null,0.61000000000000032,4.5324533563330299E-2,0,0,0,0,0,0,0,0,0,0,0,0,0,0,0,0,0,0,0,null,0.61000000000000032,0,0,0,0,0,0,0,0,0,0,0,0,0,0,0,0,0,0,0,0]
[null,null,null,0.62000000000000033,4.5662780966433475E-2,0,0,0,0,0,0,0,0,0,0,0,0,0,0,0,0,0,0,0,null,0.62000000000000033,0,0,0,0,0,0,0,0,0,0,0,0,0,0,0,0,0,0,0,0]
[null,null,null,0.63000000000000034,4.6001284451282501E-2,0,0,0,0,0,0,0,0,0,0,0,0,0,0,0,0,0,0,0,null,0.63000000000000034,0,0,0,0,0,0,0,0,0,0,0,0,0,0,0,0,0,0,0,0]
[null,null,null,0.64000000000000035,4.6340044734343951E-2,0,0,0,0,0,0,0,0,0,0,0,0,0,0,0,0,0,0,0,null,0.64000000000000035,0,0,0,0,0,0,0,0,0,0,0,0,0,0,0,0,0,0,0,0]
[null,null,null,{"$f":"D109+0.01","v":0.65000000000000036},{"$f":"IF(AD$16=0,0,IF(E$36*$D110^4  +    E$37*$D110^3   +    E$38*$D110^2    +    E$39*$D110   +    E$40>1,1,E$36*$D110^4  +    E$37*$D110^3   +    E$38*$D110^2    +    E$39*$D110   +    E$40))","v":4.6679062558366423E-2},{"$f":"IF(AE$16=0,0,IF(F$36*$D110^4  +    F$37*$D110^3   +    F$38*$D110^2    +    F$39*$D110   +    F$40>1,1,F$36*$D110^4  +    F$37*$D110^3   +    F$38*$D110^2    +    F$39*$D110   +    F$40))","v":0},{"$f":"IF(AF$16=0,0,IF(G$36*$D110^4  +    G$37*$D110^3   +    G$38*$D110^2    +    G$39*$D110   +    G$40>1,1,G$36*$D110^4  +    G$37*$D110^3   +    G$38*$D110^2    +    G$39*$D110   +    G$40))","v":0},{"$f":"IF(AG$16=0,0,IF(H$36*$D110^4  +    H$37*$D110^3   +    H$38*$D110^2    +    H$39*$D110   +    H$40>1,1,H$36*$D110^4  +    H$37*$D110^3   +    H$38*$D110^2    +    H$39*$D110   +    H$40))","v":0},0,0,0,0,0,0,0,0,0,0,0,0,0,0,0,0,null,{"$f":"Z109+0.01","v":0.65000000000000036},{"$f":"IF(AA$43<>0,INDEX(E$45:E$1045, MATCH($Z110*(AA$43/24), $D$45:$D$1045)), 0)","v":0},{"$f":"IF(AB$43<>0,INDEX(F$45:F$1045, MATCH($Z110*(AB$43/24), $D$45:$D$1045)), 0)","v":0},{"$f":"IF(AC$43<>0,INDEX(G$45:G$1045, MATCH($Z110*(AC$43/24), $D$45:$D$1045)), 0)","v":0},{"$f":"IF(AD$43<>0,INDEX(H$45:H$1045, MATCH($Z110*(AD$43/24), $D$45:$D$1045)), 0)","v":0},0,0,0,0,0,0,0,0,0,0,0,0,0,0,0,0]
[null,null,null,0.66000000000000036,4.7018338692380604E-2,0,0,0,0,0,0,0,0,0,0,0,0,0,0,0,0,0,0,0,null,0.66000000000000036,0,0,0,0,0,0,0,0,0,0,0,0,0,0,0,0,0,0,0,0]
[null,null,null,0.67000000000000037,4.7357873931699268E-2,0,0,0,0,0,0,0,0,0,0,0,0,0,0,0,0,0,0,0,null,0.67000000000000037,0,0,0,0,0,0,0,0,0,0,0,0,0,0,0,0,0,0,0,0]
[null,null,null,0.68000000000000038,4.7697669097917228E-2,0,0,0,0,0,0,0,0,0,0,0,0,0,0,0,0,0,0,0,null,0.68000000000000038,0,0,0,0,0,0,0,0,0,0,0,0,0,0,0,0,0,0,0,0]
[null,null,null,0.69000000000000039,4.8037725038911391E-2,0,0,0,0,0,0,0,0,0,0,0,0,0,0,0,0,0,0,0,null,0.69000000000000039,0,0,0,0,0,0,0,0,0,0,0,0,0,0,0,0,0,0,0,0]
[null,null,null,0.7000000000000004,4.8378042628840705E-2,0,0,0,0,0,0,0,0,0,0,0,0,0,0,0,0,0,0,0,null,0.7000000000000004,0,0,0,0,0,0,0,0,0,0,0,0,0,0,0,0,0,0,0,0]
[null,null,null,0.71000000000000041,4.8718622768146223E-2,0,0,0,0,0,0,0,0,0,0,0,0,0,0,0,0,0,0,0,null,0.71000000000000041,0,0,0,0,0,0,0,0,0,0,0,0,0,0,0,0,0,0,0,0]
[null,null,null,0.72000000000000042,4.9059466383551048E-2,0,0,0,0,0,0,0,0,0,0,0,0,0,0,0,0,0,0,0,null,0.72000000000000042,0,0,0,0,0,0,0,0,0,0,0,0,0,0,0,0,0,0,0,0]
[null,null,null,0.73000000000000043,4.9400574428060347E-2,0,0,0,0,0,0,0,0,0,0,0,0,0,0,0,0,0,0,0,null,0.73000000000000043,0,0,0,0,0,0,0,0,0,0,0,0,0,0,0,0,0,0,0,0]
[null,null,null,0.74000000000000044,4.9741947880961382E-2,0,0,0,0,0,0,0,0,0,0,0,0,0,0,0,0,0,0,0,null,0.74000000000000044,0,0,0,0,0,0,0,0,0,0,0,0,0,0,0,0,0,0,0,0]
[null,null,null,0.75000000000000044,5.0083587747823448E-2,0,0,0,0,0,0,0,0,0,0,0,0,0,0,0,0,0,0,0,null,0.75000000000000044,0,0,0,0,0,0,0,0,0,0,0,0,0,0,0,0,0,0,0,0]
[null,null,null,0.76000000000000045,5.0425495060497941E-2,0,0,0,0,0,0,0,0,0,0,0,0,0,0,0,0,0,0,0,null,0.76000000000000045,0,0,0,0,0,0,0,0,0,0,0,0,0,0,0,0,0,0,0,0]
[null,null,null,0.77000000000000046,5.0767670877118316E-2,0,0,0,0,0,0,0,0,0,0,0,0,0,0,0,0,0,0,0,null,0.77000000000000046,0,0,0,0,0,0,0,0,0,0,0,0,0,0,0,0,0,0,0,0]
[null,null,null,0.78000000000000047,5.1110116282100104E-2,0,0,0,0,0,0,0,0,0,0,0,0,0,0,0,0,0,0,0,null,0.78000000000000047,0,0,0,0,0,0,0,0,0,0,0,0,0,0,0,0,0,0,0,0]
[null,null,null,0.79000000000000048,5.1452832386140873E-2,0,0,0,0,0,0,0,0,0,0,0,0,0,0,0,0,0,0,0,null,0.79000000000000048,0,0,0,0,0,0,0,0,0,0,0,0,0,0,0,0,0,0,0,0]
[null,null,null,0.80000000000000049,5.1795820326220321E-2,0,0,0,{"$f":"IF(AH$16=0,0,IF(I$36*$D125^4  +    I$37*$D125^3   +    I$38*$D125^2    +    I$39*$D125   +    I$40>1,1,I$36*$D125^4  +    I$37*$D125^3   +    I$38*$D125^2    +    I$39*$D125   +    I$40))","v":0},{"$f":"IF(AI$16=0,0,IF(J$36*$D125^4  +    J$37*$D125^3   +    J$38*$D125^2    +    J$39*$D125   +    J$40>1,1,J$36*$D125^4  +    J$37*$D125^3   +    J$38*$D125^2    +    J$39*$D125   +    J$40))","v":0},{"$f":"IF(AJ$16=0,0,IF(K$36*$D125^4  +    K$37*$D125^3   +    K$38*$D125^2    +    K$39*$D125   +    K$40>1,1,K$36*$D125^4  +    K$37*$D125^3   +    K$38*$D125^2    +    K$39*$D125   +    K$40))","v":0},{"$f":"IF(AK$16=0,0,IF(L$36*$D125^4  +    L$37*$D125^3   +    L$38*$D125^2    +    L$39*$D125   +    L$40>1,1,L$36*$D125^4  +    L$37*$D125^3   +    L$38*$D125^2    +    L$39*$D125   +    L$40))","v":0},{"$f":"IF(AL$16=0,0,IF(M$36*$D125^4  +    M$37*$D125^3   +    M$38*$D125^2    +    M$39*$D125   +    M$40>1,1,M$36*$D125^4  +    M$37*$D125^3   +    M$38*$D125^2    +    M$39*$D125   +    M$40))","v":0},{"$f":"IF(AM$16=0,0,IF(N$36*$D125^4  +    N$37*$D125^3   +    N$38*$D125^2    +    N$39*$D125   +    N$40>1,1,N$36*$D125^4  +    N$37*$D125^3   +    N$38*$D125^2    +    N$39*$D125   +    N$40))","v":0},{"$f":"IF(AN$16=0,0,IF(O$36*$D125^4  +    O$37*$D125^3   +    O$38*$D125^2    +    O$39*$D125   +    O$40>1,1,O$36*$D125^4  +    O$37*$D125^3   +    O$38*$D125^2    +    O$39*$D125   +    O$40))","v":0},{"$f":"IF(AO$16=0,0,IF(P$36*$D125^4  +    P$37*$D125^3   +    P$38*$D125^2    +    P$39*$D125   +    P$40>1,1,P$36*$D125^4  +    P$37*$D125^3   +    P$38*$D125^2    +    P$39*$D125   +    P$40))","v":0},{"$f":"IF(AP$16=0,0,IF(Q$36*$D125^4  +    Q$37*$D125^3   +    Q$38*$D125^2    +    Q$39*$D125   +    Q$40>1,1,Q$36*$D125^4  +    Q$37*$D125^3   +    Q$38*$D125^2    +    Q$39*$D125   +    Q$40))","v":0},{"$f":"IF(AQ$16=0,0,IF(R$36*$D125^4  +    R$37*$D125^3   +    R$38*$D125^2    +    R$39*$D125   +    R$40>1,1,R$36*$D125^4  +    R$37*$D125^3   +    R$38*$D125^2    +    R$39*$D125   +    R$40))","v":0},{"$f":"IF(AR$16=0,0,IF(S$36*$D125^4  +    S$37*$D125^3   +    S$38*$D125^2    +    S$39*$D125   +    S$40>1,1,S$36*$D125^4  +    S$37*$D125^3   +    S$38*$D125^2    +    S$39*$D125   +    S$40))","v":0},{"$f":"IF(AS$16=0,0,IF(T$36*$D125^4  +    T$37*$D125^3   +    T$38*$D125^2    +    T$39*$D125   +    T$40>1,1,T$36*$D125^4  +    T$37*$D125^3   +    T$38*$D125^2    +    T$39*$D125   +    T$40))","v":0},{"$f":"IF(AT$16=0,0,IF(U$36*$D125^4  +    U$37*$D125^3   +    U$38*$D125^2    +    U$39*$D125   +    U$40>1,1,U$36*$D125^4  +    U$37*$D125^3   +    U$38*$D125^2    +    U$39*$D125   +    U$40))","v":0},{"$f":"IF(AU$16=0,0,IF(V$36*$D125^4  +    V$37*$D125^3   +    V$38*$D125^2    +    V$39*$D125   +    V$40>1,1,V$36*$D125^4  +    V$37*$D125^3   +    V$38*$D125^2    +    V$39*$D125   +    V$40))","v":0},{"$f":"IF(AV$16=0,0,IF(W$36*$D125^4  +    W$37*$D125^3   +    W$38*$D125^2    +    W$39*$D125   +    W$40>1,1,W$36*$D125^4  +    W$37*$D125^3   +    W$38*$D125^2    +    W$39*$D125   +    W$40))","v":0},{"$f":"IF(AW$16=0,0,IF(X$36*$D125^4  +    X$37*$D125^3   +    X$38*$D125^2    +    X$39*$D125   +    X$40>1,1,X$36*$D125^4  +    X$37*$D125^3   +    X$38*$D125^2    +    X$39*$D125   +    X$40))","v":0},null,0.80000000000000049,0,0,0,0,{"$f":"IF(AE$43<>0,INDEX(I$45:I$1045, MATCH($Z125*(AE$43/24), $D$45:$D$1045)), 0)","v":0},{"$f":"IF(AF$43<>0,INDEX(J$45:J$1045, MATCH($Z125*(AF$43/24), $D$45:$D$1045)), 0)","v":0},{"$f":"IF(AG$43<>0,INDEX(K$45:K$1045, MATCH($Z125*(AG$43/24), $D$45:$D$1045)), 0)","v":0},{"$f":"IF(AH$43<>0,INDEX(L$45:L$1045, MATCH($Z125*(AH$43/24), $D$45:$D$1045)), 0)","v":0},{"$f":"IF(AI$43<>0,INDEX(M$45:M$1045, MATCH($Z125*(AI$43/24), $D$45:$D$1045)), 0)","v":0},{"$f":"IF(AJ$43<>0,INDEX(N$45:N$1045, MATCH($Z125*(AJ$43/24), $D$45:$D$1045)), 0)","v":0},{"$f":"IF(AK$43<>0,INDEX(O$45:O$1045, MATCH($Z125*(AK$43/24), $D$45:$D$1045)), 0)","v":0},{"$f":"IF(AL$43<>0,INDEX(P$45:P$1045, MATCH($Z125*(AL$43/24), $D$45:$D$1045)), 0)","v":0},{"$f":"IF(AM$43<>0,INDEX(Q$45:Q$1045, MATCH($Z125*(AM$43/24), $D$45:$D$1045)), 0)","v":0},{"$f":"IF(AN$43<>0,INDEX(R$45:R$1045, MATCH($Z125*(AN$43/24), $D$45:$D$1045)), 0)","v":0},{"$f":"IF(AO$43<>0,INDEX(S$45:S$1045, MATCH($Z125*(AO$43/24), $D$45:$D$1045)), 0)","v":0},{"$f":"IF(AP$43<>0,INDEX(T$45:T$1045, MATCH($Z125*(AP$43/24), $D$45:$D$1045)), 0)","v":0},{"$f":"IF(AQ$43<>0,INDEX(U$45:U$1045, MATCH($Z125*(AQ$43/24), $D$45:$D$1045)), 0)","v":0},{"$f":"IF(AR$43<>0,INDEX(V$45:V$1045, MATCH($Z125*(AR$43/24), $D$45:$D$1045)), 0)","v":0},{"$f":"IF(AS$43<>0,INDEX(W$45:W$1045, MATCH($Z125*(AS$43/24), $D$45:$D$1045)), 0)","v":0},{"$f":"IF(AT$43<>0,INDEX(X$45:X$1045, MATCH($Z125*(AT$43/24), $D$45:$D$1045)), 0)","v":0}]
[null,null,null,0.8100000000000005,5.2139081265600157E-2,0,0,0,0,0,0,0,0,0,0,0,0,0,0,0,0,0,0,0,null,0.8100000000000005,0,0,0,0,0,0,0,0,0,0,0,0,0,0,0,0,0,0,0,0]
[null,null,null,0.82000000000000051,5.2482616393824191E-2,0,0,0,0,0,0,0,0,0,0,0,0,0,0,0,0,0,0,0,null,0.82000000000000051,0,0,0,0,0,0,0,0,0,0,0,0,0,0,0,0,0,0,0,0]
[null,null,null,0.83000000000000052,5.2826426926718295E-2,0,0,0,0,0,0,0,0,0,0,0,0,0,0,0,0,0,0,0,null,0.83000000000000052,0,0,0,0,0,0,0,0,0,0,0,0,0,0,0,0,0,0,0,0]
[null,null,null,0.84000000000000052,5.3170514106390412E-2,0,0,0,0,0,0,0,0,0,0,0,0,0,0,0,0,0,0,0,null,0.84000000000000052,0,0,0,0,0,0,0,0,0,0,0,0,0,0,0,0,0,0,0,0]
[null,null,null,0.85000000000000053,5.3514879201230561E-2,0,0,0,0,0,0,0,0,0,0,0,0,0,0,0,0,0,0,0,null,0.85000000000000053,0,0,0,0,0,0,0,0,0,0,0,0,0,0,0,0,0,0,0,0]
[null,null,null,0.86000000000000054,5.385952350591082E-2,0,0,0,0,0,0,0,0,0,0,0,0,0,0,0,0,0,0,0,null,0.86000000000000054,0,0,0,0,0,0,0,0,0,0,0,0,0,0,0,0,0,0,0,0]
[null,null,null,0.87000000000000055,5.4204448341385332E-2,0,0,0,0,0,0,0,0,0,0,0,0,0,0,0,0,0,0,0,null,0.87000000000000055,0,0,0,0,0,0,0,0,0,0,0,0,0,0,0,0,0,0,0,0]
[null,null,null,0.88000000000000056,5.4549655054890331E-2,0,0,0,0,0,0,0,0,0,0,0,0,0,0,0,0,0,0,0,null,0.88000000000000056,0,0,0,0,0,0,0,0,0,0,0,0,0,0,0,0,0,0,0,0]
[null,null,null,0.89000000000000057,5.4895145019944101E-2,0,0,0,0,0,0,0,0,0,0,0,0,0,0,0,0,0,0,0,null,0.89000000000000057,0,0,0,0,0,0,0,0,0,0,0,0,0,0,0,0,0,0,0,0]
[null,null,null,0.90000000000000058,5.5240919636347002E-2,0,0,0,0,0,0,0,0,0,0,0,0,0,0,0,0,0,0,0,null,0.90000000000000058,0,0,0,0,0,0,0,0,0,0,0,0,0,0,0,0,0,0,0,0]
[null,null,null,0.91000000000000059,5.5586980330181474E-2,0,0,0,0,0,0,0,0,0,0,0,0,0,0,0,0,0,0,0,null,0.91000000000000059,0,0,0,0,0,0,0,0,0,0,0,0,0,0,0,0,0,0,0,0]
[null,null,null,0.9200000000000006,5.5933328553812008E-2,0,0,0,0,0,0,0,0,0,0,0,0,0,0,0,0,0,0,0,null,0.9200000000000006,0,0,0,0,0,0,0,0,0,0,0,0,0,0,0,0,0,0,0,0]
[null,null,null,0.9300000000000006,5.6279965785885178E-2,0,0,0,0,0,0,0,0,0,0,0,0,0,0,0,0,0,0,0,null,0.9300000000000006,0,0,0,0,0,0,0,0,0,0,0,0,0,0,0,0,0,0,0,0]
[null,null,null,0.94000000000000061,5.6626893531329617E-2,0,0,0,0,0,0,0,0,0,0,0,0,0,0,0,0,0,0,0,null,0.94000000000000061,0,0,0,0,0,0,0,0,0,0,0,0,0,0,0,0,0,0,0,0]
[null,null,null,0.95000000000000062,5.6974113321356046E-2,0,0,0,0,0,0,0,0,0,0,0,0,0,0,0,0,0,0,0,null,0.95000000000000062,0,0,0,0,0,0,0,0,0,0,0,0,0,0,0,0,0,0,0,0]
[null,null,null,0.96000000000000063,5.7321626713457238E-2,0,0,0,0,0,0,0,0,0,0,0,0,0,0,0,0,0,0,0,null,0.96000000000000063,0,0,0,0,0,0,0,0,0,0,0,0,0,0,0,0,0,0,0,0]
[null,null,null,0.97000000000000064,5.7669435291408042E-2,0,0,0,0,0,0,0,0,0,0,0,0,0,0,0,0,0,0,0,null,0.97000000000000064,0,0,0,0,0,0,0,0,0,0,0,0,0,0,0,0,0,0,0,0]
[null,null,null,0.98000000000000065,5.8017540665265384E-2,0,0,0,0,0,0,0,0,0,0,0,0,0,0,0,0,0,0,0,null,0.98000000000000065,0,0,0,0,0,0,0,0,0,0,0,0,0,0,0,0,0,0,0,0]
[null,null,null,0.99000000000000066,5.8365944471368239E-2,0,0,0,0,0,0,0,0,0,0,0,0,0,0,0,0,0,0,0,null,0.99000000000000066,0,0,0,0,0,0,0,0,0,0,0,0,0,0,0,0,0,0,0,0]
[null,null,null,1.0000000000000007,5.8714648372337669E-2,0,0,0,0,0,0,0,0,0,0,0,0,0,0,0,0,0,0,0,null,1.0000000000000007,0,0,0,0,0,0,0,0,0,0,0,0,0,0,0,0,0,0,0,0]
[null,null,null,1.0100000000000007,5.9063654057076809E-2,0,0,0,0,0,0,0,0,0,0,0,0,0,0,0,0,0,0,0,null,1.0100000000000007,0,0,0,0,0,0,0,0,0,0,0,0,0,0,0,0,0,0,0,0]
[null,null,null,1.0200000000000007,5.9412963240770854E-2,0,0,0,0,0,0,0,0,0,0,0,0,0,0,0,0,0,0,0,null,1.0200000000000007,0,0,0,0,0,0,0,0,0,0,0,0,0,0,0,0,0,0,0,0]
[null,null,null,1.0300000000000007,5.9762577664887073E-2,0,0,0,0,0,0,0,0,0,0,0,0,0,0,0,0,0,0,0,null,1.0300000000000007,0,0,0,0,0,0,0,0,0,0,0,0,0,0,0,0,0,0,0,0]
[null,null,null,1.0400000000000007,6.0112499097174789E-2,0,0,0,0,0,0,0,0,0,0,0,0,0,0,0,0,0,0,0,null,1.0400000000000007,0,0,0,0,0,0,0,0,0,0,0,0,0,0,0,0,0,0,0,0]
[null,null,null,1.0500000000000007,6.0462729331665438E-2,0,0,0,0,0,0,0,0,0,0,0,0,0,0,0,0,0,0,0,null,1.0500000000000007,0,0,0,0,0,0,0,0,0,0,0,0,0,0,0,0,0,0,0,0]
[null,null,null,1.0600000000000007,6.0813270188672462E-2,0,0,0,0,0,0,0,0,0,0,0,0,0,0,0,0,0,0,0,null,1.0600000000000007,0,0,0,0,0,0,0,0,0,0,0,0,0,0,0,0,0,0,0,0]
[null,null,null,1.0700000000000007,6.1164123514791426E-2,0,0,0,0,0,0,0,0,0,0,0,0,0,0,0,0,0,0,0,null,1.0700000000000007,0,0,0,0,0,0,0,0,0,0,0,0,0,0,0,0,0,0,0,0]
[null,null,null,1.0800000000000007,6.1515291182899945E-2,0,0,0,0,0,0,0,0,0,0,0,0,0,0,0,0,0,0,0,null,1.0800000000000007,0,0,0,0,0,0,0,0,0,0,0,0,0,0,0,0,0,0,0,0]
[null,null,null,1.0900000000000007,6.1866775092157718E-2,0,0,0,0,0,0,0,0,0,0,0,0,0,0,0,0,0,0,0,null,1.0900000000000007,0,0,0,0,0,0,0,0,0,0,0,0,0,0,0,0,0,0,0,0]
[null,null,null,1.1000000000000008,6.2218577168006467E-2,0,0,0,0,0,0,0,0,0,0,0,0,0,0,0,0,0,0,0,null,1.1000000000000008,0,0,0,0,0,0,0,0,0,0,0,0,0,0,0,0,0,0,0,0]
[null,null,null,1.1100000000000008,6.2570699362170051E-2,0,0,0,0,0,0,0,0,0,0,0,0,0,0,0,0,0,0,0,null,1.1100000000000008,0,0,0,0,0,0,0,0,0,0,0,0,0,0,0,0,0,0,0,0]
[null,null,null,1.1200000000000008,6.2923143652654334E-2,0,0,0,0,0,0,0,0,0,0,0,0,0,0,0,0,0,0,0,null,1.1200000000000008,0,0,0,0,0,0,0,0,0,0,0,0,0,0,0,0,0,0,0,0]
[null,null,null,1.1300000000000008,6.3275912043747301E-2,0,0,0,0,0,0,0,0,0,0,0,0,0,0,0,0,0,0,0,null,1.1300000000000008,0,0,0,0,0,0,0,0,0,0,0,0,0,0,0,0,0,0,0,0]
[null,null,null,1.1400000000000008,6.3629006566018997E-2,0,0,0,0,0,0,0,0,0,0,0,0,0,0,0,0,0,0,0,null,1.1400000000000008,0,0,0,0,0,0,0,0,0,0,0,0,0,0,0,0,0,0,0,0]
[null,null,null,1.1500000000000008,6.3982429276321501E-2,0,0,0,0,0,0,0,0,0,0,0,0,0,0,0,0,0,0,0,null,1.1500000000000008,0,0,0,0,0,0,0,0,0,0,0,0,0,0,0,0,0,0,0,0]
[null,null,null,1.1600000000000008,6.4336182257789004E-2,0,0,0,0,0,0,0,0,0,0,0,0,0,0,0,0,0,0,0,null,1.1600000000000008,0,0,0,0,0,0,0,0,0,0,0,0,0,0,0,0,0,0,0,0]
[null,null,null,1.1700000000000008,6.4690267619837732E-2,0,0,0,0,0,0,0,0,0,0,0,0,0,0,0,0,0,0,0,null,1.1700000000000008,0,0,0,0,0,0,0,0,0,0,0,0,0,0,0,0,0,0,0,0]
[null,null,null,1.1800000000000008,6.5044687498165998E-2,0,0,0,0,0,0,0,0,0,0,0,0,0,0,0,0,0,0,0,null,1.1800000000000008,0,0,0,0,0,0,0,0,0,0,0,0,0,0,0,0,0,0,0,0]
[null,null,null,1.1900000000000008,6.5399444054754202E-2,0,0,0,0,0,0,0,0,0,0,0,0,0,0,0,0,0,0,0,null,1.1900000000000008,0,0,0,0,0,0,0,0,0,0,0,0,0,0,0,0,0,0,0,0]
[null,null,null,1.2000000000000008,6.5754539477864804E-2,0,0,0,0,0,0,0,0,0,0,0,0,0,0,0,0,0,0,0,null,1.2000000000000008,0,0,0,0,0,0,0,0,0,0,0,0,0,0,0,0,0,0,0,0]
[null,null,null,1.2100000000000009,6.610997598204231E-2,0,0,0,0,0,0,0,0,0,0,0,0,0,0,0,0,0,0,0,null,1.2100000000000009,0,0,0,0,0,0,0,0,0,0,0,0,0,0,0,0,0,0,0,0]
[null,null,null,1.2200000000000009,6.6465755808113314E-2,0,0,0,0,0,0,0,0,0,0,0,0,0,0,0,0,0,0,0,null,1.2200000000000009,0,0,0,0,0,0,0,0,0,0,0,0,0,0,0,0,0,0,0,0]
[null,null,null,1.2300000000000009,6.6821881223186469E-2,0,0,0,0,0,0,0,0,0,0,0,0,0,0,0,0,0,0,0,null,1.2300000000000009,0,0,0,0,0,0,0,0,0,0,0,0,0,0,0,0,0,0,0,0]
[null,null,null,1.2400000000000009,6.7178354520652531E-2,0,0,0,0,0,0,0,0,0,0,0,0,0,0,0,0,0,0,0,null,1.2400000000000009,0,0,0,0,0,0,0,0,0,0,0,0,0,0,0,0,0,0,0,0]
[null,null,null,1.2500000000000009,6.7535178020184272E-2,0,0,0,0,0,0,0,0,0,0,0,0,0,0,0,0,0,0,0,null,1.2500000000000009,0,0,0,0,0,0,0,0,0,0,0,0,0,0,0,0,0,0,0,0]
[null,null,null,1.2600000000000009,6.7892354067736582E-2,0,0,0,0,0,0,0,0,0,0,0,0,0,0,0,0,0,0,0,null,1.2600000000000009,0,0,0,0,0,0,0,0,0,0,0,0,0,0,0,0,0,0,0,0]
[null,null,null,1.2700000000000009,6.8249885035546409E-2,0,0,0,0,0,0,0,0,0,0,0,0,0,0,0,0,0,0,0,null,1.2700000000000009,0,0,0,0,0,0,0,0,0,0,0,0,0,0,0,0,0,0,0,0]
[null,null,null,1.2800000000000009,6.8607773322132748E-2,0,0,0,0,0,0,0,0,0,0,0,0,0,0,0,0,0,0,0,null,1.2800000000000009,0,0,0,0,0,0,0,0,0,0,0,0,0,0,0,0,0,0,0,0]
[null,null,null,{"$f":"D173+0.01","v":1.2900000000000009},{"$f":"IF(AD$16=0,0,IF(E$36*$D174^4  +    E$37*$D174^3   +    E$38*$D174^2    +    E$39*$D174   +    E$40>1,1,E$36*$D174^4  +    E$37*$D174^3   +    E$38*$D174^2    +    E$39*$D174   +    E$40))","v":6.8966021352296666E-2},{"$f":"IF(AE$16=0,0,IF(F$36*$D174^4  +    F$37*$D174^3   +    F$38*$D174^2    +    F$39*$D174   +    F$40>1,1,F$36*$D174^4  +    F$37*$D174^3   +    F$38*$D174^2    +    F$39*$D174   +    F$40))","v":0},{"$f":"IF(AF$16=0,0,IF(G$36*$D174^4  +    G$37*$D174^3   +    G$38*$D174^2    +    G$39*$D174   +    G$40>1,1,G$36*$D174^4  +    G$37*$D174^3   +    G$38*$D174^2    +    G$39*$D174   +    G$40))","v":0},{"$f":"IF(AG$16=0,0,IF(H$36*$D174^4  +    H$37*$D174^3   +    H$38*$D174^2    +    H$39*$D174   +    H$40>1,1,H$36*$D174^4  +    H$37*$D174^3   +    H$38*$D174^2    +    H$39*$D174   +    H$40))","v":0},0,0,0,0,0,0,0,0,0,0,0,0,0,0,0,0,null,{"$f":"Z173+0.01","v":1.2900000000000009},{"$f":"IF(AA$43<>0,INDEX(E$45:E$1045, MATCH($Z174*(AA$43/24), $D$45:$D$1045)), 0)","v":0},{"$f":"IF(AB$43<>0,INDEX(F$45:F$1045, MATCH($Z174*(AB$43/24), $D$45:$D$1045)), 0)","v":0},{"$f":"IF(AC$43<>0,INDEX(G$45:G$1045, MATCH($Z174*(AC$43/24), $D$45:$D$1045)), 0)","v":0},{"$f":"IF(AD$43<>0,INDEX(H$45:H$1045, MATCH($Z174*(AD$43/24), $D$45:$D$1045)), 0)","v":0},0,0,0,0,0,0,0,0,0,0,0,0,0,0,0,0]
[null,null,null,1.3000000000000009,6.9324631577121348E-2,0,0,0,0,0,0,0,0,0,0,0,0,0,0,0,0,0,0,0,null,1.3000000000000009,0,0,0,0,0,0,0,0,0,0,0,0,0,0,0,0,0,0,0,0]
[null,null,null,1.3100000000000009,6.9683606473971982E-2,0,0,0,0,0,0,0,0,0,0,0,0,0,0,0,0,0,0,0,null,1.3100000000000009,0,0,0,0,0,0,0,0,0,0,0,0,0,0,0,0,0,0,0,0]
[null,null,null,1.320000000000001,7.0042948546495884E-2,0,0,0,0,0,0,0,0,0,0,0,0,0,0,0,0,0,0,0,null,1.320000000000001,0,0,0,0,0,0,0,0,0,0,0,0,0,0,0,0,0,0,0,0]
[null,null,null,1.330000000000001,7.040266032462239E-2,0,0,0,0,0,0,0,0,0,0,0,0,0,0,0,0,0,0,0,null,1.330000000000001,0,0,0,0,0,0,0,0,0,0,0,0,0,0,0,0,0,0,0,0]
[null,null,null,1.340000000000001,7.0762744364562952E-2,0,0,0,0,0,0,0,0,0,0,0,0,0,0,0,0,0,0,0,null,1.340000000000001,0,0,0,0,0,0,0,0,0,0,0,0,0,0,0,0,0,0,0,0]
[null,null,null,1.350000000000001,7.1123203248811051E-2,0,0,0,0,0,0,0,0,0,0,0,0,0,0,0,0,0,0,0,null,1.350000000000001,0,0,0,0,0,0,0,0,0,0,0,0,0,0,0,0,0,0,0,0]
[null,null,null,1.360000000000001,7.1484039586142259E-2,0,0,0,0,0,0,0,0,0,0,0,0,0,0,0,0,0,0,0,null,1.360000000000001,0,0,0,0,0,0,0,0,0,0,0,0,0,0,0,0,0,0,0,0]
[null,null,null,1.370000000000001,7.184525601161422E-2,0,0,0,0,0,0,0,0,0,0,0,0,0,0,0,0,0,0,0,null,1.370000000000001,0,0,0,0,0,0,0,0,0,0,0,0,0,0,0,0,0,0,0,0]
[null,null,null,1.380000000000001,7.2206855186566624E-2,0,0,0,0,0,0,0,0,0,0,0,0,0,0,0,0,0,0,0,null,1.380000000000001,0,0,0,0,0,0,0,0,0,0,0,0,0,0,0,0,0,0,0,0]
[null,null,null,1.390000000000001,7.2568839798621276E-2,0,0,0,0,0,0,0,0,0,0,0,0,0,0,0,0,0,0,0,null,1.390000000000001,0,0,0,0,0,0,0,0,0,0,0,0,0,0,0,0,0,0,0,0]
[null,null,null,1.400000000000001,7.2931212561682002E-2,0,0,0,0,0,0,0,0,0,0,0,0,0,0,0,0,0,0,0,null,1.400000000000001,0,0,0,0,0,0,0,0,0,0,0,0,0,0,0,0,0,0,0,0]
[null,null,null,1.410000000000001,7.3293976215934725E-2,0,0,0,0,0,0,0,0,0,0,0,0,0,0,0,0,0,0,0,null,1.410000000000001,0,0,0,0,0,0,0,0,0,0,0,0,0,0,0,0,0,0,0,0]
[null,null,null,1.420000000000001,7.3657133527847418E-2,0,0,0,0,0,0,0,0,0,0,0,0,0,0,0,0,0,0,0,null,1.420000000000001,0,0,0,0,0,0,0,0,0,0,0,0,0,0,0,0,0,0,0,0]
[null,null,null,1.430000000000001,7.4020687290170167E-2,0,0,0,0,0,0,0,0,0,0,0,0,0,0,0,0,0,0,0,null,1.430000000000001,0,0,0,0,0,0,0,0,0,0,0,0,0,0,0,0,0,0,0,0]
[null,null,null,1.4400000000000011,7.4384640321935078E-2,0,0,0,{"$f":"IF(AH$16=0,0,IF(I$36*$D189^4  +    I$37*$D189^3   +    I$38*$D189^2    +    I$39*$D189   +    I$40>1,1,I$36*$D189^4  +    I$37*$D189^3   +    I$38*$D189^2    +    I$39*$D189   +    I$40))","v":0},{"$f":"IF(AI$16=0,0,IF(J$36*$D189^4  +    J$37*$D189^3   +    J$38*$D189^2    +    J$39*$D189   +    J$40>1,1,J$36*$D189^4  +    J$37*$D189^3   +    J$38*$D189^2    +    J$39*$D189   +    J$40))","v":0},{"$f":"IF(AJ$16=0,0,IF(K$36*$D189^4  +    K$37*$D189^3   +    K$38*$D189^2    +    K$39*$D189   +    K$40>1,1,K$36*$D189^4  +    K$37*$D189^3   +    K$38*$D189^2    +    K$39*$D189   +    K$40))","v":0},{"$f":"IF(AK$16=0,0,IF(L$36*$D189^4  +    L$37*$D189^3   +    L$38*$D189^2    +    L$39*$D189   +    L$40>1,1,L$36*$D189^4  +    L$37*$D189^3   +    L$38*$D189^2    +    L$39*$D189   +    L$40))","v":0},{"$f":"IF(AL$16=0,0,IF(M$36*$D189^4  +    M$37*$D189^3   +    M$38*$D189^2    +    M$39*$D189   +    M$40>1,1,M$36*$D189^4  +    M$37*$D189^3   +    M$38*$D189^2    +    M$39*$D189   +    M$40))","v":0},{"$f":"IF(AM$16=0,0,IF(N$36*$D189^4  +    N$37*$D189^3   +    N$38*$D189^2    +    N$39*$D189   +    N$40>1,1,N$36*$D189^4  +    N$37*$D189^3   +    N$38*$D189^2    +    N$39*$D189   +    N$40))","v":0},{"$f":"IF(AN$16=0,0,IF(O$36*$D189^4  +    O$37*$D189^3   +    O$38*$D189^2    +    O$39*$D189   +    O$40>1,1,O$36*$D189^4  +    O$37*$D189^3   +    O$38*$D189^2    +    O$39*$D189   +    O$40))","v":0},{"$f":"IF(AO$16=0,0,IF(P$36*$D189^4  +    P$37*$D189^3   +    P$38*$D189^2    +    P$39*$D189   +    P$40>1,1,P$36*$D189^4  +    P$37*$D189^3   +    P$38*$D189^2    +    P$39*$D189   +    P$40))","v":0},{"$f":"IF(AP$16=0,0,IF(Q$36*$D189^4  +    Q$37*$D189^3   +    Q$38*$D189^2    +    Q$39*$D189   +    Q$40>1,1,Q$36*$D189^4  +    Q$37*$D189^3   +    Q$38*$D189^2    +    Q$39*$D189   +    Q$40))","v":0},{"$f":"IF(AQ$16=0,0,IF(R$36*$D189^4  +    R$37*$D189^3   +    R$38*$D189^2    +    R$39*$D189   +    R$40>1,1,R$36*$D189^4  +    R$37*$D189^3   +    R$38*$D189^2    +    R$39*$D189   +    R$40))","v":0},{"$f":"IF(AR$16=0,0,IF(S$36*$D189^4  +    S$37*$D189^3   +    S$38*$D189^2    +    S$39*$D189   +    S$40>1,1,S$36*$D189^4  +    S$37*$D189^3   +    S$38*$D189^2    +    S$39*$D189   +    S$40))","v":0},{"$f":"IF(AS$16=0,0,IF(T$36*$D189^4  +    T$37*$D189^3   +    T$38*$D189^2    +    T$39*$D189   +    T$40>1,1,T$36*$D189^4  +    T$37*$D189^3   +    T$38*$D189^2    +    T$39*$D189   +    T$40))","v":0},{"$f":"IF(AT$16=0,0,IF(U$36*$D189^4  +    U$37*$D189^3   +    U$38*$D189^2    +    U$39*$D189   +    U$40>1,1,U$36*$D189^4  +    U$37*$D189^3   +    U$38*$D189^2    +    U$39*$D189   +    U$40))","v":0},{"$f":"IF(AU$16=0,0,IF(V$36*$D189^4  +    V$37*$D189^3   +    V$38*$D189^2    +    V$39*$D189   +    V$40>1,1,V$36*$D189^4  +    V$37*$D189^3   +    V$38*$D189^2    +    V$39*$D189   +    V$40))","v":0},{"$f":"IF(AV$16=0,0,IF(W$36*$D189^4  +    W$37*$D189^3   +    W$38*$D189^2    +    W$39*$D189   +    W$40>1,1,W$36*$D189^4  +    W$37*$D189^3   +    W$38*$D189^2    +    W$39*$D189   +    W$40))","v":0},{"$f":"IF(AW$16=0,0,IF(X$36*$D189^4  +    X$37*$D189^3   +    X$38*$D189^2    +    X$39*$D189   +    X$40>1,1,X$36*$D189^4  +    X$37*$D189^3   +    X$38*$D189^2    +    X$39*$D189   +    X$40))","v":0},null,1.4400000000000011,0,0,0,0,{"$f":"IF(AE$43<>0,INDEX(I$45:I$1045, MATCH($Z189*(AE$43/24), $D$45:$D$1045)), 0)","v":0},{"$f":"IF(AF$43<>0,INDEX(J$45:J$1045, MATCH($Z189*(AF$43/24), $D$45:$D$1045)), 0)","v":0},{"$f":"IF(AG$43<>0,INDEX(K$45:K$1045, MATCH($Z189*(AG$43/24), $D$45:$D$1045)), 0)","v":0},{"$f":"IF(AH$43<>0,INDEX(L$45:L$1045, MATCH($Z189*(AH$43/24), $D$45:$D$1045)), 0)","v":0},{"$f":"IF(AI$43<>0,INDEX(M$45:M$1045, MATCH($Z189*(AI$43/24), $D$45:$D$1045)), 0)","v":0},{"$f":"IF(AJ$43<>0,INDEX(N$45:N$1045, MATCH($Z189*(AJ$43/24), $D$45:$D$1045)), 0)","v":0},{"$f":"IF(AK$43<>0,INDEX(O$45:O$1045, MATCH($Z189*(AK$43/24), $D$45:$D$1045)), 0)","v":0},{"$f":"IF(AL$43<>0,INDEX(P$45:P$1045, MATCH($Z189*(AL$43/24), $D$45:$D$1045)), 0)","v":0},{"$f":"IF(AM$43<>0,INDEX(Q$45:Q$1045, MATCH($Z189*(AM$43/24), $D$45:$D$1045)), 0)","v":0},{"$f":"IF(AN$43<>0,INDEX(R$45:R$1045, MATCH($Z189*(AN$43/24), $D$45:$D$1045)), 0)","v":0},{"$f":"IF(AO$43<>0,INDEX(S$45:S$1045, MATCH($Z189*(AO$43/24), $D$45:$D$1045)), 0)","v":0},{"$f":"IF(AP$43<>0,INDEX(T$45:T$1045, MATCH($Z189*(AP$43/24), $D$45:$D$1045)), 0)","v":0},{"$f":"IF(AQ$43<>0,INDEX(U$45:U$1045, MATCH($Z189*(AQ$43/24), $D$45:$D$1045)), 0)","v":0},{"$f":"IF(AR$43<>0,INDEX(V$45:V$1045, MATCH($Z189*(AR$43/24), $D$45:$D$1045)), 0)","v":0},{"$f":"IF(AS$43<>0,INDEX(W$45:W$1045, MATCH($Z189*(AS$43/24), $D$45:$D$1045)), 0)","v":0},{"$f":"IF(AT$43<>0,INDEX(X$45:X$1045, MATCH($Z189*(AT$43/24), $D$45:$D$1045)), 0)","v":0}]
[null,null,null,1.4500000000000011,7.474899546845637E-2,0,0,0,0,0,0,0,0,0,0,0,0,0,0,0,0,0,0,0,null,1.4500000000000011,0,0,0,0,0,0,0,0,0,0,0,0,0,0,0,0,0,0,0,0]
[null,null,null,1.4600000000000011,7.5113755601330268E-2,0,0,0,0,0,0,0,0,0,0,0,0,0,0,0,0,0,0,0,null,1.4600000000000011,0,0,0,0,0,0,0,0,0,0,0,0,0,0,0,0,0,0,0,0]
[null,null,null,1.4700000000000011,7.5478923618435126E-2,0,0,0,0,0,0,0,0,0,0,0,0,0,0,0,0,0,0,0,null,1.4700000000000011,0,0,0,0,0,0,0,0,0,0,0,0,0,0,0,0,0,0,0,0]
[null,null,null,1.4800000000000011,7.5844502443931372E-2,0,0,0,0,0,0,0,0,0,0,0,0,0,0,0,0,0,0,0,null,1.4800000000000011,0,0,0,0,0,0,0,0,0,0,0,0,0,0,0,0,0,0,0,0]
[null,null,null,1.4900000000000011,7.6210495028261438E-2,0,0,0,0,0,0,0,0,0,0,0,0,0,0,0,0,0,0,0,null,1.4900000000000011,0,0,0,0,0,0,0,0,0,0,0,0,0,0,0,0,0,0,0,0]
[null,null,null,1.5000000000000011,7.6576904348149899E-2,0,0,0,0,0,0,0,0,0,0,0,0,0,0,0,0,0,0,0,null,1.5000000000000011,0,0,0,0,0,0,0,0,0,0,0,0,0,0,0,0,0,0,0,0]
[null,null,null,1.5100000000000011,7.6943733406603376E-2,0,0,0,0,0,0,0,0,0,0,0,0,0,0,0,0,0,0,0,null,1.5100000000000011,0,0,0,0,0,0,0,0,0,0,0,0,0,0,0,0,0,0,0,0]
[null,null,null,1.5200000000000011,7.7310985232910523E-2,0,0,0,0,0,0,0,0,0,0,0,0,0,0,0,0,0,0,0,null,1.5200000000000011,0,0,0,0,0,0,0,0,0,0,0,0,0,0,0,0,0,0,0,0]
[null,null,null,1.5300000000000011,7.7678662882642108E-2,0,0,0,0,0,0,0,0,0,0,0,0,0,0,0,0,0,0,0,null,1.5300000000000011,0,0,0,0,0,0,0,0,0,0,0,0,0,0,0,0,0,0,0,0]
[null,null,null,1.5400000000000011,7.8046769437650959E-2,0,0,0,0,0,0,0,0,0,0,0,0,0,0,0,0,0,0,0,null,1.5400000000000011,0,0,0,0,0,0,0,0,0,0,0,0,0,0,0,0,0,0,0,0]
[null,null,null,1.5500000000000012,7.8415308006071993E-2,0,0,0,0,0,0,0,0,0,0,0,0,0,0,0,0,0,0,0,null,1.5500000000000012,0,0,0,0,0,0,0,0,0,0,0,0,0,0,0,0,0,0,0,0]
[null,null,null,1.5600000000000012,7.8784281722322103E-2,0,0,0,0,0,0,0,0,0,0,0,0,0,0,0,0,0,0,0,null,1.5600000000000012,0,0,0,0,0,0,0,0,0,0,0,0,0,0,0,0,0,0,0,0]
[null,null,null,1.5700000000000012,7.9153693747100379E-2,0,0,0,0,0,0,0,0,0,0,0,0,0,0,0,0,0,0,0,null,1.5700000000000012,0,0,0,0,0,0,0,0,0,0,0,0,0,0,0,0,0,0,0,0]
[null,null,null,1.5800000000000012,7.9523547267387917E-2,0,0,0,0,0,0,0,0,0,0,0,0,0,0,0,0,0,0,0,null,1.5800000000000012,0,0,0,0,0,0,0,0,0,0,0,0,0,0,0,0,0,0,0,0]
[null,null,null,1.5900000000000012,7.9893845496447874E-2,0,0,0,0,0,0,0,0,0,0,0,0,0,0,0,0,0,0,0,null,1.5900000000000012,0,0,0,0,0,0,0,0,0,0,0,0,0,0,0,0,0,0,0,0]
[null,null,null,1.6000000000000012,8.0264591673825492E-2,0,0,0,0,0,0,0,0,0,0,0,0,0,0,0,0,0,0,0,null,1.6000000000000012,0,0,0,0,0,0,0,0,0,0,0,0,0,0,0,0,0,0,0,0]
[null,null,null,1.6100000000000012,8.0635789065348101E-2,0,0,0,0,0,0,0,0,0,0,0,0,0,0,0,0,0,0,0,null,1.6100000000000012,0,0,0,0,0,0,0,0,0,0,0,0,0,0,0,0,0,0,0,0]
[null,null,null,1.6200000000000012,8.1007440963125066E-2,0,0,0,0,0,0,0,0,0,0,0,0,0,0,0,0,0,0,0,null,1.6200000000000012,0,0,0,0,0,0,0,0,0,0,0,0,0,0,0,0,0,0,0,0]
[null,null,null,1.6300000000000012,8.1379550685547836E-2,0,0,0,0,0,0,0,0,0,0,0,0,0,0,0,0,0,0,0,null,1.6300000000000012,0,0,0,0,0,0,0,0,0,0,0,0,0,0,0,0,0,0,0,0]
[null,null,null,1.6400000000000012,8.1752121577289921E-2,0,0,0,0,0,0,0,0,0,0,0,0,0,0,0,0,0,0,0,null,1.6400000000000012,0,0,0,0,0,0,0,0,0,0,0,0,0,0,0,0,0,0,0,0]
[null,null,null,1.6500000000000012,8.2125157009306948E-2,0,0,0,0,0,0,0,0,0,0,0,0,0,0,0,0,0,0,0,null,1.6500000000000012,0,0,0,0,0,0,0,0,0,0,0,0,0,0,0,0,0,0,0,0]
[null,null,null,1.6600000000000013,8.2498660378836561E-2,0,0,0,0,0,0,0,0,0,0,0,0,0,0,0,0,0,0,0,null,1.6600000000000013,0,0,0,0,0,0,0,0,0,0,0,0,0,0,0,0,0,0,0,0]
[null,null,null,1.6700000000000013,8.2872635109398463E-2,0,0,0,0,0,0,0,0,0,0,0,0,0,0,0,0,0,0,0,null,1.6700000000000013,0,0,0,0,0,0,0,0,0,0,0,0,0,0,0,0,0,0,0,0]
[null,null,null,1.6800000000000013,8.3247084650794501E-2,0,0,0,0,0,0,0,0,0,0,0,0,0,0,0,0,0,0,0,null,1.6800000000000013,0,0,0,0,0,0,0,0,0,0,0,0,0,0,0,0,0,0,0,0]
[null,null,null,1.6900000000000013,8.3622012479108498E-2,0,0,0,0,0,0,0,0,0,0,0,0,0,0,0,0,0,0,0,null,1.6900000000000013,0,0,0,0,0,0,0,0,0,0,0,0,0,0,0,0,0,0,0,0]
[null,null,null,1.7000000000000013,8.3997422096706423E-2,0,0,0,0,0,0,0,0,0,0,0,0,0,0,0,0,0,0,0,null,1.7000000000000013,0,0,0,0,0,0,0,0,0,0,0,0,0,0,0,0,0,0,0,0]
[null,null,null,1.7100000000000013,8.4373317032236272E-2,0,0,0,0,0,0,0,0,0,0,0,0,0,0,0,0,0,0,0,null,1.7100000000000013,0,0,0,0,0,0,0,0,0,0,0,0,0,0,0,0,0,0,0,0]
[null,null,null,1.7200000000000013,8.4749700840628134E-2,0,0,0,0,0,0,0,0,0,0,0,0,0,0,0,0,0,0,0,null,1.7200000000000013,0,0,0,0,0,0,0,0,0,0,0,0,0,0,0,0,0,0,0,0]
[null,null,null,1.7300000000000013,8.5126577103094139E-2,0,0,0,0,0,0,0,0,0,0,0,0,0,0,0,0,0,0,0,null,1.7300000000000013,0,0,0,0,0,0,0,0,0,0,0,0,0,0,0,0,0,0,0,0]
[null,null,null,1.7400000000000013,8.5503949427128523E-2,0,0,0,0,0,0,0,0,0,0,0,0,0,0,0,0,0,0,0,null,1.7400000000000013,0,0,0,0,0,0,0,0,0,0,0,0,0,0,0,0,0,0,0,0]
[null,null,null,1.7500000000000013,8.588182144650755E-2,0,0,0,0,0,0,0,0,0,0,0,0,0,0,0,0,0,0,0,null,1.7500000000000013,0,0,0,0,0,0,0,0,0,0,0,0,0,0,0,0,0,0,0,0]
[null,null,null,1.7600000000000013,8.6260196821289617E-2,0,0,0,0,0,0,0,0,0,0,0,0,0,0,0,0,0,0,0,null,1.7600000000000013,0,0,0,0,0,0,0,0,0,0,0,0,0,0,0,0,0,0,0,0]
[null,null,null,1.7700000000000014,8.6639079237815123E-2,0,0,0,0,0,0,0,0,0,0,0,0,0,0,0,0,0,0,0,null,1.7700000000000014,0,0,0,0,0,0,0,0,0,0,0,0,0,0,0,0,0,0,0,0]
[null,null,null,1.7800000000000014,8.7018472408706554E-2,0,0,0,0,0,0,0,0,0,0,0,0,0,0,0,0,0,0,0,null,1.7800000000000014,0,0,0,0,0,0,0,0,0,0,0,0,0,0,0,0,0,0,0,0]
[null,null,null,1.7900000000000014,8.7398380072868515E-2,0,0,0,0,0,0,0,0,0,0,0,0,0,0,0,0,0,0,0,null,1.7900000000000014,0,0,0,0,0,0,0,0,0,0,0,0,0,0,0,0,0,0,0,0]
[null,null,null,1.8000000000000014,8.7778805995487597E-2,0,0,0,0,0,0,0,0,0,0,0,0,0,0,0,0,0,0,0,null,1.8000000000000014,0,0,0,0,0,0,0,0,0,0,0,0,0,0,0,0,0,0,0,0]
[null,null,null,1.8100000000000014,8.8159753968032536E-2,0,0,0,0,0,0,0,0,0,0,0,0,0,0,0,0,0,0,0,null,1.8100000000000014,0,0,0,0,0,0,0,0,0,0,0,0,0,0,0,0,0,0,0,0]
[null,null,null,1.8200000000000014,8.8541227808254103E-2,0,0,0,0,0,0,0,0,0,0,0,0,0,0,0,0,0,0,0,null,1.8200000000000014,0,0,0,0,0,0,0,0,0,0,0,0,0,0,0,0,0,0,0,0]
[null,null,null,1.8300000000000014,8.8923231360185137E-2,0,0,0,0,0,0,0,0,0,0,0,0,0,0,0,0,0,0,0,null,1.8300000000000014,0,0,0,0,0,0,0,0,0,0,0,0,0,0,0,0,0,0,0,0]
[null,null,null,1.8400000000000014,8.9305768494140556E-2,0,0,0,0,0,0,0,0,0,0,0,0,0,0,0,0,0,0,0,null,1.8400000000000014,0,0,0,0,0,0,0,0,0,0,0,0,0,0,0,0,0,0,0,0]
[null,null,null,1.8500000000000014,8.9688843106717347E-2,0,0,0,0,0,0,0,0,0,0,0,0,0,0,0,0,0,0,0,null,1.8500000000000014,0,0,0,0,0,0,0,0,0,0,0,0,0,0,0,0,0,0,0,0]
[null,null,null,1.8600000000000014,9.0072459120794562E-2,0,0,0,0,0,0,0,0,0,0,0,0,0,0,0,0,0,0,0,null,1.8600000000000014,0,0,0,0,0,0,0,0,0,0,0,0,0,0,0,0,0,0,0,0]
[null,null,null,1.8700000000000014,9.0456620485533323E-2,0,0,0,0,0,0,0,0,0,0,0,0,0,0,0,0,0,0,0,null,1.8700000000000014,0,0,0,0,0,0,0,0,0,0,0,0,0,0,0,0,0,0,0,0]
[null,null,null,1.8800000000000014,9.0841331176376827E-2,0,0,0,0,0,0,0,0,0,0,0,0,0,0,0,0,0,0,0,null,1.8800000000000014,0,0,0,0,0,0,0,0,0,0,0,0,0,0,0,0,0,0,0,0]
[null,null,null,1.8900000000000015,9.1226595195050331E-2,0,0,0,0,0,0,0,0,0,0,0,0,0,0,0,0,0,0,0,null,1.8900000000000015,0,0,0,0,0,0,0,0,0,0,0,0,0,0,0,0,0,0,0,0]
[null,null,null,1.9000000000000015,9.1612416569561178E-2,0,0,0,0,0,0,0,0,0,0,0,0,0,0,0,0,0,0,0,null,1.9000000000000015,0,0,0,0,0,0,0,0,0,0,0,0,0,0,0,0,0,0,0,0]
[null,null,null,1.9100000000000015,9.1998799354198788E-2,0,0,0,0,0,0,0,0,0,0,0,0,0,0,0,0,0,0,0,null,1.9100000000000015,0,0,0,0,0,0,0,0,0,0,0,0,0,0,0,0,0,0,0,0]
[null,null,null,1.9200000000000015,9.2385747629534595E-2,0,0,0,0,0,0,0,0,0,0,0,0,0,0,0,0,0,0,0,null,1.9200000000000015,0,0,0,0,0,0,0,0,0,0,0,0,0,0,0,0,0,0,0,0]
[null,null,null,{"$f":"D237+0.01","v":1.9300000000000015},{"$f":"IF(AD$16=0,0,IF(E$36*$D238^4  +    E$37*$D238^3   +    E$38*$D238^2    +    E$39*$D238   +    E$40>1,1,E$36*$D238^4  +    E$37*$D238^3   +    E$38*$D238^2    +    E$39*$D238   +    E$40))","v":9.2773265502422153E-2},{"$f":"IF(AE$16=0,0,IF(F$36*$D238^4  +    F$37*$D238^3   +    F$38*$D238^2    +    F$39*$D238   +    F$40>1,1,F$36*$D238^4  +    F$37*$D238^3   +    F$38*$D238^2    +    F$39*$D238   +    F$40))","v":0},{"$f":"IF(AF$16=0,0,IF(G$36*$D238^4  +    G$37*$D238^3   +    G$38*$D238^2    +    G$39*$D238   +    G$40>1,1,G$36*$D238^4  +    G$37*$D238^3   +    G$38*$D238^2    +    G$39*$D238   +    G$40))","v":0},{"$f":"IF(AG$16=0,0,IF(H$36*$D238^4  +    H$37*$D238^3   +    H$38*$D238^2    +    H$39*$D238   +    H$40>1,1,H$36*$D238^4  +    H$37*$D238^3   +    H$38*$D238^2    +    H$39*$D238   +    H$40))","v":0},0,0,0,0,0,0,0,0,0,0,0,0,0,0,0,0,null,{"$f":"Z237+0.01","v":1.9300000000000015},{"$f":"IF(AA$43<>0,INDEX(E$45:E$1045, MATCH($Z238*(AA$43/24), $D$45:$D$1045)), 0)","v":0},{"$f":"IF(AB$43<>0,INDEX(F$45:F$1045, MATCH($Z238*(AB$43/24), $D$45:$D$1045)), 0)","v":0},{"$f":"IF(AC$43<>0,INDEX(G$45:G$1045, MATCH($Z238*(AC$43/24), $D$45:$D$1045)), 0)","v":0},{"$f":"IF(AD$43<>0,INDEX(H$45:H$1045, MATCH($Z238*(AD$43/24), $D$45:$D$1045)), 0)","v":0},0,0,0,0,0,0,0,0,0,0,0,0,0,0,0,0]
[null,null,null,1.9400000000000015,9.31613571059971E-2,0,0,0,0,0,0,0,0,0,0,0,0,0,0,0,0,0,0,0,null,1.9400000000000015,0,0,0,0,0,0,0,0,0,0,0,0,0,0,0,0,0,0,0,0]
[null,null,null,1.9500000000000015,9.3550026599677094E-2,0,0,0,0,0,0,0,0,0,0,0,0,0,0,0,0,0,0,0,null,1.9500000000000015,0,0,0,0,0,0,0,0,0,0,0,0,0,0,0,0,0,0,0,0]
[null,null,null,1.9600000000000015,9.393927816916188E-2,0,0,0,0,0,0,0,0,0,0,0,0,0,0,0,0,0,0,0,null,1.9600000000000015,0,0,0,0,0,0,0,0,0,0,0,0,0,0,0,0,0,0,0,0]
[null,null,null,1.9700000000000015,9.4329116026433305E-2,0,0,0,0,0,0,0,0,0,0,0,0,0,0,0,0,0,0,0,null,1.9700000000000015,0,0,0,0,0,0,0,0,0,0,0,0,0,0,0,0,0,0,0,0]
[null,null,null,1.9800000000000015,9.4719544409755246E-2,0,0,0,0,0,0,0,0,0,0,0,0,0,0,0,0,0,0,0,null,1.9800000000000015,0,0,0,0,0,0,0,0,0,0,0,0,0,0,0,0,0,0,0,0]
[null,null,null,1.9900000000000015,9.5110567583673658E-2,0,0,0,0,0,0,0,0,0,0,0,0,0,0,0,0,0,0,0,null,1.9900000000000015,0,0,0,0,0,0,0,0,0,0,0,0,0,0,0,0,0,0,0,0]
[null,null,null,2.0000000000000013,9.5502189839016594E-2,0,0,0,0,0,0,0,0,0,0,0,0,0,0,0,0,0,0,0,null,2.0000000000000013,0,0,0,0,0,0,0,0,0,0,0,0,0,0,0,0,0,0,0,0]
[null,null,null,2.0100000000000011,9.5894415492894125E-2,0,0,0,0,0,0,0,0,0,0,0,0,0,0,0,0,0,0,0,null,2.0100000000000011,0,0,0,0,0,0,0,0,0,0,0,0,0,0,0,0,0,0,0,0]
[null,null,null,2.0200000000000009,9.6287248888698426E-2,0,0,0,0,0,0,0,0,0,0,0,0,0,0,0,0,0,0,0,null,2.0200000000000009,0,0,0,0,0,0,0,0,0,0,0,0,0,0,0,0,0,0,0,0]
[null,null,null,2.0300000000000007,9.6680694396103758E-2,0,0,0,0,0,0,0,0,0,0,0,0,0,0,0,0,0,0,0,null,2.0300000000000007,0,0,0,0,0,0,0,0,0,0,0,0,0,0,0,0,0,0,0,0]
[null,null,null,2.0400000000000005,9.7074756411066415E-2,0,0,0,0,0,0,0,0,0,0,0,0,0,0,0,0,0,0,0,null,2.0400000000000005,0,0,0,0,0,0,0,0,0,0,0,0,0,0,0,0,0,0,0,0]
[null,null,null,2.0500000000000003,9.7469439355824777E-2,0,0,0,0,0,0,0,0,0,0,0,0,0,0,0,0,0,0,0,null,2.0500000000000003,0,0,0,0,0,0,0,0,0,0,0,0,0,0,0,0,0,0,0,0]
[null,null,null,2.06,9.7864747678899314E-2,0,0,0,0,0,0,0,0,0,0,0,0,0,0,0,0,0,0,0,null,2.06,0,0,0,0,0,0,0,0,0,0,0,0,0,0,0,0,0,0,0,0]
[null,null,null,2.0699999999999998,9.8260685855092497E-2,0,0,0,0,0,0,0,0,0,0,0,0,0,0,0,0,0,0,0,null,2.0699999999999998,0,0,0,0,0,0,0,0,0,0,0,0,0,0,0,0,0,0,0,0]
[null,null,null,2.0799999999999996,9.8657258385488972E-2,0,0,0,{"$f":"IF(AH$16=0,0,IF(I$36*$D253^4  +    I$37*$D253^3   +    I$38*$D253^2    +    I$39*$D253   +    I$40>1,1,I$36*$D253^4  +    I$37*$D253^3   +    I$38*$D253^2    +    I$39*$D253   +    I$40))","v":0},{"$f":"IF(AI$16=0,0,IF(J$36*$D253^4  +    J$37*$D253^3   +    J$38*$D253^2    +    J$39*$D253   +    J$40>1,1,J$36*$D253^4  +    J$37*$D253^3   +    J$38*$D253^2    +    J$39*$D253   +    J$40))","v":0},{"$f":"IF(AJ$16=0,0,IF(K$36*$D253^4  +    K$37*$D253^3   +    K$38*$D253^2    +    K$39*$D253   +    K$40>1,1,K$36*$D253^4  +    K$37*$D253^3   +    K$38*$D253^2    +    K$39*$D253   +    K$40))","v":0},{"$f":"IF(AK$16=0,0,IF(L$36*$D253^4  +    L$37*$D253^3   +    L$38*$D253^2    +    L$39*$D253   +    L$40>1,1,L$36*$D253^4  +    L$37*$D253^3   +    L$38*$D253^2    +    L$39*$D253   +    L$40))","v":0},{"$f":"IF(AL$16=0,0,IF(M$36*$D253^4  +    M$37*$D253^3   +    M$38*$D253^2    +    M$39*$D253   +    M$40>1,1,M$36*$D253^4  +    M$37*$D253^3   +    M$38*$D253^2    +    M$39*$D253   +    M$40))","v":0},{"$f":"IF(AM$16=0,0,IF(N$36*$D253^4  +    N$37*$D253^3   +    N$38*$D253^2    +    N$39*$D253   +    N$40>1,1,N$36*$D253^4  +    N$37*$D253^3   +    N$38*$D253^2    +    N$39*$D253   +    N$40))","v":0},{"$f":"IF(AN$16=0,0,IF(O$36*$D253^4  +    O$37*$D253^3   +    O$38*$D253^2    +    O$39*$D253   +    O$40>1,1,O$36*$D253^4  +    O$37*$D253^3   +    O$38*$D253^2    +    O$39*$D253   +    O$40))","v":0},{"$f":"IF(AO$16=0,0,IF(P$36*$D253^4  +    P$37*$D253^3   +    P$38*$D253^2    +    P$39*$D253   +    P$40>1,1,P$36*$D253^4  +    P$37*$D253^3   +    P$38*$D253^2    +    P$39*$D253   +    P$40))","v":0},{"$f":"IF(AP$16=0,0,IF(Q$36*$D253^4  +    Q$37*$D253^3   +    Q$38*$D253^2    +    Q$39*$D253   +    Q$40>1,1,Q$36*$D253^4  +    Q$37*$D253^3   +    Q$38*$D253^2    +    Q$39*$D253   +    Q$40))","v":0},{"$f":"IF(AQ$16=0,0,IF(R$36*$D253^4  +    R$37*$D253^3   +    R$38*$D253^2    +    R$39*$D253   +    R$40>1,1,R$36*$D253^4  +    R$37*$D253^3   +    R$38*$D253^2    +    R$39*$D253   +    R$40))","v":0},{"$f":"IF(AR$16=0,0,IF(S$36*$D253^4  +    S$37*$D253^3   +    S$38*$D253^2    +    S$39*$D253   +    S$40>1,1,S$36*$D253^4  +    S$37*$D253^3   +    S$38*$D253^2    +    S$39*$D253   +    S$40))","v":0},{"$f":"IF(AS$16=0,0,IF(T$36*$D253^4  +    T$37*$D253^3   +    T$38*$D253^2    +    T$39*$D253   +    T$40>1,1,T$36*$D253^4  +    T$37*$D253^3   +    T$38*$D253^2    +    T$39*$D253   +    T$40))","v":0},{"$f":"IF(AT$16=0,0,IF(U$36*$D253^4  +    U$37*$D253^3   +    U$38*$D253^2    +    U$39*$D253   +    U$40>1,1,U$36*$D253^4  +    U$37*$D253^3   +    U$38*$D253^2    +    U$39*$D253   +    U$40))","v":0},{"$f":"IF(AU$16=0,0,IF(V$36*$D253^4  +    V$37*$D253^3   +    V$38*$D253^2    +    V$39*$D253   +    V$40>1,1,V$36*$D253^4  +    V$37*$D253^3   +    V$38*$D253^2    +    V$39*$D253   +    V$40))","v":0},{"$f":"IF(AV$16=0,0,IF(W$36*$D253^4  +    W$37*$D253^3   +    W$38*$D253^2    +    W$39*$D253   +    W$40>1,1,W$36*$D253^4  +    W$37*$D253^3   +    W$38*$D253^2    +    W$39*$D253   +    W$40))","v":0},{"$f":"IF(AW$16=0,0,IF(X$36*$D253^4  +    X$37*$D253^3   +    X$38*$D253^2    +    X$39*$D253   +    X$40>1,1,X$36*$D253^4  +    X$37*$D253^3   +    X$38*$D253^2    +    X$39*$D253   +    X$40))","v":0},null,2.0799999999999996,0,0,0,0,{"$f":"IF(AE$43<>0,INDEX(I$45:I$1045, MATCH($Z253*(AE$43/24), $D$45:$D$1045)), 0)","v":0},{"$f":"IF(AF$43<>0,INDEX(J$45:J$1045, MATCH($Z253*(AF$43/24), $D$45:$D$1045)), 0)","v":0},{"$f":"IF(AG$43<>0,INDEX(K$45:K$1045, MATCH($Z253*(AG$43/24), $D$45:$D$1045)), 0)","v":0},{"$f":"IF(AH$43<>0,INDEX(L$45:L$1045, MATCH($Z253*(AH$43/24), $D$45:$D$1045)), 0)","v":0},{"$f":"IF(AI$43<>0,INDEX(M$45:M$1045, MATCH($Z253*(AI$43/24), $D$45:$D$1045)), 0)","v":0},{"$f":"IF(AJ$43<>0,INDEX(N$45:N$1045, MATCH($Z253*(AJ$43/24), $D$45:$D$1045)), 0)","v":0},{"$f":"IF(AK$43<>0,INDEX(O$45:O$1045, MATCH($Z253*(AK$43/24), $D$45:$D$1045)), 0)","v":0},{"$f":"IF(AL$43<>0,INDEX(P$45:P$1045, MATCH($Z253*(AL$43/24), $D$45:$D$1045)), 0)","v":0},{"$f":"IF(AM$43<>0,INDEX(Q$45:Q$1045, MATCH($Z253*(AM$43/24), $D$45:$D$1045)), 0)","v":0},{"$f":"IF(AN$43<>0,INDEX(R$45:R$1045, MATCH($Z253*(AN$43/24), $D$45:$D$1045)), 0)","v":0},{"$f":"IF(AO$43<>0,INDEX(S$45:S$1045, MATCH($Z253*(AO$43/24), $D$45:$D$1045)), 0)","v":0},{"$f":"IF(AP$43<>0,INDEX(T$45:T$1045, MATCH($Z253*(AP$43/24), $D$45:$D$1045)), 0)","v":0},{"$f":"IF(AQ$43<>0,INDEX(U$45:U$1045, MATCH($Z253*(AQ$43/24), $D$45:$D$1045)), 0)","v":0},{"$f":"IF(AR$43<>0,INDEX(V$45:V$1045, MATCH($Z253*(AR$43/24), $D$45:$D$1045)), 0)","v":0},{"$f":"IF(AS$43<>0,INDEX(W$45:W$1045, MATCH($Z253*(AS$43/24), $D$45:$D$1045)), 0)","v":0},{"$f":"IF(AT$43<>0,INDEX(X$45:X$1045, MATCH($Z253*(AT$43/24), $D$45:$D$1045)), 0)","v":0}]
[null,null,null,2.0899999999999994,9.9054469797455372E-2,0,0,0,0,0,0,0,0,0,0,0,0,0,0,0,0,0,0,0,null,2.0899999999999994,0,0,0,0,0,0,0,0,0,0,0,0,0,0,0,0,0,0,0,0]
[null,null,null,2.0999999999999992,9.9452324644640391E-2,0,0,0,0,0,0,0,0,0,0,0,0,0,0,0,0,0,0,0,null,2.0999999999999992,0,0,0,0,0,0,0,0,0,0,0,0,0,0,0,0,0,0,0,0]
[null,null,null,2.109999999999999,9.9850827506974896E-2,0,0,0,0,0,0,0,0,0,0,0,0,0,0,0,0,0,0,0,null,2.109999999999999,0,0,0,0,0,0,0,0,0,0,0,0,0,0,0,0,0,0,0,0]
[null,null,null,2.1199999999999988,0.1002499829906717,0,0,0,0,0,0,0,0,0,0,0,0,0,0,0,0,0,0,0,null,2.1199999999999988,0,0,0,0,0,0,0,0,0,0,0,0,0,0,0,0,0,0,0,0]
[null,null,null,2.1299999999999986,0.10064979572822574,0,0,0,0,0,0,0,0,0,0,0,0,0,0,0,0,0,0,0,null,2.1299999999999986,0,0,0,0,0,0,0,0,0,0,0,0,0,0,0,0,0,0,0,0]
[null,null,null,2.1399999999999983,0.10105027037841408,0,0,0,0,0,0,0,0,0,0,0,0,0,0,0,0,0,0,0,null,2.1399999999999983,0,0,0,0,0,0,0,0,0,0,0,0,0,0,0,0,0,0,0,0]
[null,null,null,2.1499999999999981,0.10145141162629571,0,0,0,0,0,0,0,0,0,0,0,0,0,0,0,0,0,0,0,null,2.1499999999999981,0,0,0,0,0,0,0,0,0,0,0,0,0,0,0,0,0,0,0,0]
[null,null,null,2.1599999999999979,0.10185322418321187,0,0,0,0,0,0,0,0,0,0,0,0,0,0,0,0,0,0,0,null,2.1599999999999979,0,0,0,0,0,0,0,0,0,0,0,0,0,0,0,0,0,0,0,0]
[null,null,null,2.1699999999999977,0.1022557127867857,0,0,0,0,0,0,0,0,0,0,0,0,0,0,0,0,0,0,0,null,2.1699999999999977,0,0,0,0,0,0,0,0,0,0,0,0,0,0,0,0,0,0,0,0]
[null,null,null,2.1799999999999975,0.10265888220092252,0,0,0,0,0,0,0,0,0,0,0,0,0,0,0,0,0,0,0,null,2.1799999999999975,0,0,0,0,0,0,0,0,0,0,0,0,0,0,0,0,0,0,0,0]
[null,null,null,2.1899999999999973,0.10306273721580969,0,0,0,0,0,0,0,0,0,0,0,0,0,0,0,0,0,0,0,null,2.1899999999999973,0,0,0,0,0,0,0,0,0,0,0,0,0,0,0,0,0,0,0,0]
[null,null,null,2.1999999999999971,0.10346728264791662,0,0,0,0,0,0,0,0,0,0,0,0,0,0,0,0,0,0,0,null,2.1999999999999971,0,0,0,0,0,0,0,0,0,0,0,0,0,0,0,0,0,0,0,0]
[null,null,null,2.2099999999999969,0.1038725233399948,0,0,0,0,0,0,0,0,0,0,0,0,0,0,0,0,0,0,0,null,2.2099999999999969,0,0,0,0,0,0,0,0,0,0,0,0,0,0,0,0,0,0,0,0]
[null,null,null,2.2199999999999966,0.10427846416107782,0,0,0,0,0,0,0,0,0,0,0,0,0,0,0,0,0,0,0,null,2.2199999999999966,0,0,0,0,0,0,0,0,0,0,0,0,0,0,0,0,0,0,0,0]
[null,null,null,2.2299999999999964,0.10468511000648129,0,0,0,0,0,0,0,0,0,0,0,0,0,0,0,0,0,0,0,null,2.2299999999999964,0,0,0,0,0,0,0,0,0,0,0,0,0,0,0,0,0,0,0,0]
[null,null,null,2.2399999999999962,0.10509246579780293,0,0,0,0,0,0,0,0,0,0,0,0,0,0,0,0,0,0,0,null,2.2399999999999962,0,0,0,0,0,0,0,0,0,0,0,0,0,0,0,0,0,0,0,0]
[null,null,null,2.249999999999996,0.1055005364829225,0,0,0,0,0,0,0,0,0,0,0,0,0,0,0,0,0,0,0,null,2.249999999999996,0,0,0,0,0,0,0,0,0,0,0,0,0,0,0,0,0,0,0,0]
[null,null,null,2.2599999999999958,0.10590932703600185,0,0,0,0,0,0,0,0,0,0,0,0,0,0,0,0,0,0,0,null,2.2599999999999958,0,0,0,0,0,0,0,0,0,0,0,0,0,0,0,0,0,0,0,0]
[null,null,null,2.2699999999999956,0.10631884245748491,0,0,0,0,0,0,0,0,0,0,0,0,0,0,0,0,0,0,0,null,2.2699999999999956,0,0,0,0,0,0,0,0,0,0,0,0,0,0,0,0,0,0,0,0]
[null,null,null,2.2799999999999954,0.10672908777409763,0,0,0,0,0,0,0,0,0,0,0,0,0,0,0,0,0,0,0,null,2.2799999999999954,0,0,0,0,0,0,0,0,0,0,0,0,0,0,0,0,0,0,0,0]
[null,null,null,2.2899999999999952,0.10714006803884808,0,0,0,0,0,0,0,0,0,0,0,0,0,0,0,0,0,0,0,null,2.2899999999999952,0,0,0,0,0,0,0,0,0,0,0,0,0,0,0,0,0,0,0,0]
[null,null,null,2.2999999999999949,0.1075517883310264,0,0,0,0,0,0,0,0,0,0,0,0,0,0,0,0,0,0,0,null,2.2999999999999949,0,0,0,0,0,0,0,0,0,0,0,0,0,0,0,0,0,0,0,0]
[null,null,null,2.3099999999999947,0.10796425375620473,0,0,0,0,0,0,0,0,0,0,0,0,0,0,0,0,0,0,0,null,2.3099999999999947,0,0,0,0,0,0,0,0,0,0,0,0,0,0,0,0,0,0,0,0]
[null,null,null,2.3199999999999945,0.10837746944623741,0,0,0,0,0,0,0,0,0,0,0,0,0,0,0,0,0,0,0,null,2.3199999999999945,0,0,0,0,0,0,0,0,0,0,0,0,0,0,0,0,0,0,0,0]
[null,null,null,2.3299999999999943,0.10879144055926071,0,0,0,0,0,0,0,0,0,0,0,0,0,0,0,0,0,0,0,null,2.3299999999999943,0,0,0,0,0,0,0,0,0,0,0,0,0,0,0,0,0,0,0,0]
[null,null,null,2.3399999999999941,0.10920617227969304,0,0,0,0,0,0,0,0,0,0,0,0,0,0,0,0,0,0,0,null,2.3399999999999941,0,0,0,0,0,0,0,0,0,0,0,0,0,0,0,0,0,0,0,0]
[null,null,null,2.3499999999999939,0.10962166981823489,0,0,0,0,0,0,0,0,0,0,0,0,0,0,0,0,0,0,0,null,2.3499999999999939,0,0,0,0,0,0,0,0,0,0,0,0,0,0,0,0,0,0,0,0]
[null,null,null,2.3599999999999937,0.11003793841186879,0,0,0,0,0,0,0,0,0,0,0,0,0,0,0,0,0,0,0,null,2.3599999999999937,0,0,0,0,0,0,0,0,0,0,0,0,0,0,0,0,0,0,0,0]
[null,null,null,2.3699999999999934,0.11045498332385935,0,0,0,0,0,0,0,0,0,0,0,0,0,0,0,0,0,0,0,null,2.3699999999999934,0,0,0,0,0,0,0,0,0,0,0,0,0,0,0,0,0,0,0,0]
[null,null,null,2.3799999999999932,0.11087280984375325,0,0,0,0,0,0,0,0,0,0,0,0,0,0,0,0,0,0,0,null,2.3799999999999932,0,0,0,0,0,0,0,0,0,0,0,0,0,0,0,0,0,0,0,0]
[null,null,null,2.389999999999993,0.11129142328737925,0,0,0,0,0,0,0,0,0,0,0,0,0,0,0,0,0,0,0,null,2.389999999999993,0,0,0,0,0,0,0,0,0,0,0,0,0,0,0,0,0,0,0,0]
[null,null,null,2.3999999999999928,0.11171082899684816,0,0,0,0,0,0,0,0,0,0,0,0,0,0,0,0,0,0,0,null,2.3999999999999928,0,0,0,0,0,0,0,0,0,0,0,0,0,0,0,0,0,0,0,0]
[null,null,null,2.4099999999999926,0.11213103234055287,0,0,0,0,0,0,0,0,0,0,0,0,0,0,0,0,0,0,0,null,2.4099999999999926,0,0,0,0,0,0,0,0,0,0,0,0,0,0,0,0,0,0,0,0]
[null,null,null,2.4199999999999924,0.11255203871316832,0,0,0,0,0,0,0,0,0,0,0,0,0,0,0,0,0,0,0,null,2.4199999999999924,0,0,0,0,0,0,0,0,0,0,0,0,0,0,0,0,0,0,0,0]
[null,null,null,2.4299999999999922,0.11297385353565159,0,0,0,0,0,0,0,0,0,0,0,0,0,0,0,0,0,0,0,null,2.4299999999999922,0,0,0,0,0,0,0,0,0,0,0,0,0,0,0,0,0,0,0,0]
[null,null,null,2.439999999999992,0.11339648225524174,0,0,0,0,0,0,0,0,0,0,0,0,0,0,0,0,0,0,0,null,2.439999999999992,0,0,0,0,0,0,0,0,0,0,0,0,0,0,0,0,0,0,0,0]
[null,null,null,2.4499999999999917,0.11381993034545994,0,0,0,0,0,0,0,0,0,0,0,0,0,0,0,0,0,0,0,null,2.4499999999999917,0,0,0,0,0,0,0,0,0,0,0,0,0,0,0,0,0,0,0,0]
[null,null,null,2.4599999999999915,0.11424420330610943,0,0,0,0,0,0,0,0,0,0,0,0,0,0,0,0,0,0,0,null,2.4599999999999915,0,0,0,0,0,0,0,0,0,0,0,0,0,0,0,0,0,0,0,0]
[null,null,null,2.4699999999999913,0.11466930666327552,0,0,0,0,0,0,0,0,0,0,0,0,0,0,0,0,0,0,0,null,2.4699999999999913,0,0,0,0,0,0,0,0,0,0,0,0,0,0,0,0,0,0,0,0]
[null,null,null,2.4799999999999911,0.1150952459693256,0,0,0,0,0,0,0,0,0,0,0,0,0,0,0,0,0,0,0,null,2.4799999999999911,0,0,0,0,0,0,0,0,0,0,0,0,0,0,0,0,0,0,0,0]
[null,null,null,2.4899999999999909,0.11552202680290911,0,0,0,0,0,0,0,0,0,0,0,0,0,0,0,0,0,0,0,null,2.4899999999999909,0,0,0,0,0,0,0,0,0,0,0,0,0,0,0,0,0,0,0,0]
[null,null,null,2.4999999999999907,0.11594965476895756,0,0,0,0,0,0,0,0,0,0,0,0,0,0,0,0,0,0,0,null,2.4999999999999907,0,0,0,0,0,0,0,0,0,0,0,0,0,0,0,0,0,0,0,0]
[null,null,null,2.5099999999999905,0.11637813549868455,0,0,0,0,0,0,0,0,0,0,0,0,0,0,0,0,0,0,0,null,2.5099999999999905,0,0,0,0,0,0,0,0,0,0,0,0,0,0,0,0,0,0,0,0]
[null,null,null,2.5199999999999902,0.11680747464958571,0,0,0,0,0,0,0,0,0,0,0,0,0,0,0,0,0,0,0,null,2.5199999999999902,0,0,0,0,0,0,0,0,0,0,0,0,0,0,0,0,0,0,0,0]
[null,null,null,2.52999999999999,0.11723767790543879,0,0,0,0,0,0,0,0,0,0,0,0,0,0,0,0,0,0,0,null,2.52999999999999,0,0,0,0,0,0,0,0,0,0,0,0,0,0,0,0,0,0,0,0]
[null,null,null,2.5399999999999898,0.11766875097630358,0,0,0,0,0,0,0,0,0,0,0,0,0,0,0,0,0,0,0,null,2.5399999999999898,0,0,0,0,0,0,0,0,0,0,0,0,0,0,0,0,0,0,0,0]
[null,null,null,2.5499999999999896,0.11810069959852193,0,0,0,0,0,0,0,0,0,0,0,0,0,0,0,0,0,0,0,null,2.5499999999999896,0,0,0,0,0,0,0,0,0,0,0,0,0,0,0,0,0,0,0,0]
[null,null,null,2.5599999999999894,0.11853352953471781,0,0,0,0,0,0,0,0,0,0,0,0,0,0,0,0,0,0,0,null,2.5599999999999894,0,0,0,0,0,0,0,0,0,0,0,0,0,0,0,0,0,0,0,0]
[null,null,null,{"$f":"D301+0.01","v":2.5699999999999892},{"$f":"IF(AD$16=0,0,IF(E$36*$D302^4  +    E$37*$D302^3   +    E$38*$D302^2    +    E$39*$D302   +    E$40>1,1,E$36*$D302^4  +    E$37*$D302^3   +    E$38*$D302^2    +    E$39*$D302   +    E$40))","v":0.1189672465737972},{"$f":"IF(AE$16=0,0,IF(F$36*$D302^4  +    F$37*$D302^3   +    F$38*$D302^2    +    F$39*$D302   +    F$40>1,1,F$36*$D302^4  +    F$37*$D302^3   +    F$38*$D302^2    +    F$39*$D302   +    F$40))","v":0},{"$f":"IF(AF$16=0,0,IF(G$36*$D302^4  +    G$37*$D302^3   +    G$38*$D302^2    +    G$39*$D302   +    G$40>1,1,G$36*$D302^4  +    G$37*$D302^3   +    G$38*$D302^2    +    G$39*$D302   +    G$40))","v":0},{"$f":"IF(AG$16=0,0,IF(H$36*$D302^4  +    H$37*$D302^3   +    H$38*$D302^2    +    H$39*$D302   +    H$40>1,1,H$36*$D302^4  +    H$37*$D302^3   +    H$38*$D302^2    +    H$39*$D302   +    H$40))","v":0},0,0,0,0,0,0,0,0,0,0,0,0,0,0,0,0,null,{"$f":"Z301+0.01","v":2.5699999999999892},{"$f":"IF(AA$43<>0,INDEX(E$45:E$1045, MATCH($Z302*(AA$43/24), $D$45:$D$1045)), 0)","v":0},{"$f":"IF(AB$43<>0,INDEX(F$45:F$1045, MATCH($Z302*(AB$43/24), $D$45:$D$1045)), 0)","v":0},{"$f":"IF(AC$43<>0,INDEX(G$45:G$1045, MATCH($Z302*(AC$43/24), $D$45:$D$1045)), 0)","v":0},{"$f":"IF(AD$43<>0,INDEX(H$45:H$1045, MATCH($Z302*(AD$43/24), $D$45:$D$1045)), 0)","v":0},0,0,0,0,0,0,0,0,0,0,0,0,0,0,0,0]
[null,null,null,2.579999999999989,0.11940185653094816,0,0,0,0,0,0,0,0,0,0,0,0,0,0,0,0,0,0,0,null,2.579999999999989,0,0,0,0,0,0,0,0,0,0,0,0,0,0,0,0,0,0,0,0]
[null,null,null,2.5899999999999888,0.11983736524764088,0,0,0,0,0,0,0,0,0,0,0,0,0,0,0,0,0,0,0,null,2.5899999999999888,0,0,0,0,0,0,0,0,0,0,0,0,0,0,0,0,0,0,0,0]
[null,null,null,2.5999999999999885,0.12027377859162755,0,0,0,0,0,0,0,0,0,0,0,0,0,0,0,0,0,0,0,null,2.5999999999999885,0,0,0,0,0,0,0,0,0,0,0,0,0,0,0,0,0,0,0,0]
[null,null,null,2.6099999999999883,0.12071110245694243,0,0,0,0,0,0,0,0,0,0,0,0,0,0,0,0,0,0,0,null,2.6099999999999883,0,0,0,0,0,0,0,0,0,0,0,0,0,0,0,0,0,0,0,0]
[null,null,null,2.6199999999999881,0.12114934276390191,0,0,0,0,0,0,0,0,0,0,0,0,0,0,0,0,0,0,0,null,2.6199999999999881,0,0,0,0,0,0,0,0,0,0,0,0,0,0,0,0,0,0,0,0]
[null,null,null,2.6299999999999879,0.12158850545910438,0,0,0,0,0,0,0,0,0,0,0,0,0,0,0,0,0,0,0,null,2.6299999999999879,0,0,0,0,0,0,0,0,0,0,0,0,0,0,0,0,0,0,0,0]
[null,null,null,2.6399999999999877,0.12202859651543038,0,0,0,0,0,0,0,0,0,0,0,0,0,0,0,0,0,0,0,null,2.6399999999999877,0,0,0,0,0,0,0,0,0,0,0,0,0,0,0,0,0,0,0,0]
[null,null,null,2.6499999999999875,0.12246962193204243,0,0,0,0,0,0,0,0,0,0,0,0,0,0,0,0,0,0,0,null,2.6499999999999875,0,0,0,0,0,0,0,0,0,0,0,0,0,0,0,0,0,0,0,0]
[null,null,null,2.6599999999999873,0.12291158773438518,0,0,0,0,0,0,0,0,0,0,0,0,0,0,0,0,0,0,0,null,2.6599999999999873,0,0,0,0,0,0,0,0,0,0,0,0,0,0,0,0,0,0,0,0]
[null,null,null,2.6699999999999871,0.12335449997418534,0,0,0,0,0,0,0,0,0,0,0,0,0,0,0,0,0,0,0,null,2.6699999999999871,0,0,0,0,0,0,0,0,0,0,0,0,0,0,0,0,0,0,0,0]
[null,null,null,2.6799999999999868,0.12379836472945166,0,0,0,0,0,0,0,0,0,0,0,0,0,0,0,0,0,0,0,null,2.6799999999999868,0,0,0,0,0,0,0,0,0,0,0,0,0,0,0,0,0,0,0,0]
[null,null,null,2.6899999999999866,0.12424318810447499,0,0,0,0,0,0,0,0,0,0,0,0,0,0,0,0,0,0,0,null,2.6899999999999866,0,0,0,0,0,0,0,0,0,0,0,0,0,0,0,0,0,0,0,0]
[null,null,null,2.6999999999999864,0.12468897622982825,0,0,0,0,0,0,0,0,0,0,0,0,0,0,0,0,0,0,0,null,2.6999999999999864,0,0,0,0,0,0,0,0,0,0,0,0,0,0,0,0,0,0,0,0]
[null,null,null,2.7099999999999862,0.1251357352623664,0,0,0,0,0,0,0,0,0,0,0,0,0,0,0,0,0,0,0,null,2.7099999999999862,0,0,0,0,0,0,0,0,0,0,0,0,0,0,0,0,0,0,0,0]
[null,null,null,2.719999999999986,0.12558347138522655,0,0,0,{"$f":"IF(AH$16=0,0,IF(I$36*$D317^4  +    I$37*$D317^3   +    I$38*$D317^2    +    I$39*$D317   +    I$40>1,1,I$36*$D317^4  +    I$37*$D317^3   +    I$38*$D317^2    +    I$39*$D317   +    I$40))","v":0},{"$f":"IF(AI$16=0,0,IF(J$36*$D317^4  +    J$37*$D317^3   +    J$38*$D317^2    +    J$39*$D317   +    J$40>1,1,J$36*$D317^4  +    J$37*$D317^3   +    J$38*$D317^2    +    J$39*$D317   +    J$40))","v":0},{"$f":"IF(AJ$16=0,0,IF(K$36*$D317^4  +    K$37*$D317^3   +    K$38*$D317^2    +    K$39*$D317   +    K$40>1,1,K$36*$D317^4  +    K$37*$D317^3   +    K$38*$D317^2    +    K$39*$D317   +    K$40))","v":0},{"$f":"IF(AK$16=0,0,IF(L$36*$D317^4  +    L$37*$D317^3   +    L$38*$D317^2    +    L$39*$D317   +    L$40>1,1,L$36*$D317^4  +    L$37*$D317^3   +    L$38*$D317^2    +    L$39*$D317   +    L$40))","v":0},{"$f":"IF(AL$16=0,0,IF(M$36*$D317^4  +    M$37*$D317^3   +    M$38*$D317^2    +    M$39*$D317   +    M$40>1,1,M$36*$D317^4  +    M$37*$D317^3   +    M$38*$D317^2    +    M$39*$D317   +    M$40))","v":0},{"$f":"IF(AM$16=0,0,IF(N$36*$D317^4  +    N$37*$D317^3   +    N$38*$D317^2    +    N$39*$D317   +    N$40>1,1,N$36*$D317^4  +    N$37*$D317^3   +    N$38*$D317^2    +    N$39*$D317   +    N$40))","v":0},{"$f":"IF(AN$16=0,0,IF(O$36*$D317^4  +    O$37*$D317^3   +    O$38*$D317^2    +    O$39*$D317   +    O$40>1,1,O$36*$D317^4  +    O$37*$D317^3   +    O$38*$D317^2    +    O$39*$D317   +    O$40))","v":0},{"$f":"IF(AO$16=0,0,IF(P$36*$D317^4  +    P$37*$D317^3   +    P$38*$D317^2    +    P$39*$D317   +    P$40>1,1,P$36*$D317^4  +    P$37*$D317^3   +    P$38*$D317^2    +    P$39*$D317   +    P$40))","v":0},{"$f":"IF(AP$16=0,0,IF(Q$36*$D317^4  +    Q$37*$D317^3   +    Q$38*$D317^2    +    Q$39*$D317   +    Q$40>1,1,Q$36*$D317^4  +    Q$37*$D317^3   +    Q$38*$D317^2    +    Q$39*$D317   +    Q$40))","v":0},{"$f":"IF(AQ$16=0,0,IF(R$36*$D317^4  +    R$37*$D317^3   +    R$38*$D317^2    +    R$39*$D317   +    R$40>1,1,R$36*$D317^4  +    R$37*$D317^3   +    R$38*$D317^2    +    R$39*$D317   +    R$40))","v":0},{"$f":"IF(AR$16=0,0,IF(S$36*$D317^4  +    S$37*$D317^3   +    S$38*$D317^2    +    S$39*$D317   +    S$40>1,1,S$36*$D317^4  +    S$37*$D317^3   +    S$38*$D317^2    +    S$39*$D317   +    S$40))","v":0},{"$f":"IF(AS$16=0,0,IF(T$36*$D317^4  +    T$37*$D317^3   +    T$38*$D317^2    +    T$39*$D317   +    T$40>1,1,T$36*$D317^4  +    T$37*$D317^3   +    T$38*$D317^2    +    T$39*$D317   +    T$40))","v":0},{"$f":"IF(AT$16=0,0,IF(U$36*$D317^4  +    U$37*$D317^3   +    U$38*$D317^2    +    U$39*$D317   +    U$40>1,1,U$36*$D317^4  +    U$37*$D317^3   +    U$38*$D317^2    +    U$39*$D317   +    U$40))","v":0},{"$f":"IF(AU$16=0,0,IF(V$36*$D317^4  +    V$37*$D317^3   +    V$38*$D317^2    +    V$39*$D317   +    V$40>1,1,V$36*$D317^4  +    V$37*$D317^3   +    V$38*$D317^2    +    V$39*$D317   +    V$40))","v":0},{"$f":"IF(AV$16=0,0,IF(W$36*$D317^4  +    W$37*$D317^3   +    W$38*$D317^2    +    W$39*$D317   +    W$40>1,1,W$36*$D317^4  +    W$37*$D317^3   +    W$38*$D317^2    +    W$39*$D317   +    W$40))","v":0},{"$f":"IF(AW$16=0,0,IF(X$36*$D317^4  +    X$37*$D317^3   +    X$38*$D317^2    +    X$39*$D317   +    X$40>1,1,X$36*$D317^4  +    X$37*$D317^3   +    X$38*$D317^2    +    X$39*$D317   +    X$40))","v":0},null,2.719999999999986,0,0,0,0,{"$f":"IF(AE$43<>0,INDEX(I$45:I$1045, MATCH($Z317*(AE$43/24), $D$45:$D$1045)), 0)","v":0},{"$f":"IF(AF$43<>0,INDEX(J$45:J$1045, MATCH($Z317*(AF$43/24), $D$45:$D$1045)), 0)","v":0},{"$f":"IF(AG$43<>0,INDEX(K$45:K$1045, MATCH($Z317*(AG$43/24), $D$45:$D$1045)), 0)","v":0},{"$f":"IF(AH$43<>0,INDEX(L$45:L$1045, MATCH($Z317*(AH$43/24), $D$45:$D$1045)), 0)","v":0},{"$f":"IF(AI$43<>0,INDEX(M$45:M$1045, MATCH($Z317*(AI$43/24), $D$45:$D$1045)), 0)","v":0},{"$f":"IF(AJ$43<>0,INDEX(N$45:N$1045, MATCH($Z317*(AJ$43/24), $D$45:$D$1045)), 0)","v":0},{"$f":"IF(AK$43<>0,INDEX(O$45:O$1045, MATCH($Z317*(AK$43/24), $D$45:$D$1045)), 0)","v":0},{"$f":"IF(AL$43<>0,INDEX(P$45:P$1045, MATCH($Z317*(AL$43/24), $D$45:$D$1045)), 0)","v":0},{"$f":"IF(AM$43<>0,INDEX(Q$45:Q$1045, MATCH($Z317*(AM$43/24), $D$45:$D$1045)), 0)","v":0},{"$f":"IF(AN$43<>0,INDEX(R$45:R$1045, MATCH($Z317*(AN$43/24), $D$45:$D$1045)), 0)","v":0},{"$f":"IF(AO$43<>0,INDEX(S$45:S$1045, MATCH($Z317*(AO$43/24), $D$45:$D$1045)), 0)","v":0},{"$f":"IF(AP$43<>0,INDEX(T$45:T$1045, MATCH($Z317*(AP$43/24), $D$45:$D$1045)), 0)","v":0},{"$f":"IF(AQ$43<>0,INDEX(U$45:U$1045, MATCH($Z317*(AQ$43/24), $D$45:$D$1045)), 0)","v":0},{"$f":"IF(AR$43<>0,INDEX(V$45:V$1045, MATCH($Z317*(AR$43/24), $D$45:$D$1045)), 0)","v":0},{"$f":"IF(AS$43<>0,INDEX(W$45:W$1045, MATCH($Z317*(AS$43/24), $D$45:$D$1045)), 0)","v":0},{"$f":"IF(AT$43<>0,INDEX(X$45:X$1045, MATCH($Z317*(AT$43/24), $D$45:$D$1045)), 0)","v":0}]
[null,null,null,2.7299999999999858,0.12603219080782774,0,0,0,0,0,0,0,0,0,0,0,0,0,0,0,0,0,0,0,null,2.7299999999999858,0,0,0,0,0,0,0,0,0,0,0,0,0,0,0,0,0,0,0,0]
[null,null,null,2.7399999999999856,0.12648189976587121,0,0,0,0,0,0,0,0,0,0,0,0,0,0,0,0,0,0,0,null,2.7399999999999856,0,0,0,0,0,0,0,0,0,0,0,0,0,0,0,0,0,0,0,0]
[null,null,null,2.7499999999999853,0.1269326045213402,0,0,0,0,0,0,0,0,0,0,0,0,0,0,0,0,0,0,0,null,2.7499999999999853,0,0,0,0,0,0,0,0,0,0,0,0,0,0,0,0,0,0,0,0]
[null,null,null,2.7599999999999851,0.12738431136250006,0,0,0,0,0,0,0,0,0,0,0,0,0,0,0,0,0,0,0,null,2.7599999999999851,0,0,0,0,0,0,0,0,0,0,0,0,0,0,0,0,0,0,0,0]
[null,null,null,2.7699999999999849,0.12783702660389817,0,0,0,0,0,0,0,0,0,0,0,0,0,0,0,0,0,0,0,null,2.7699999999999849,0,0,0,0,0,0,0,0,0,0,0,0,0,0,0,0,0,0,0,0]
[null,null,null,2.7799999999999847,0.12829075658636402,0,0,0,0,0,0,0,0,0,0,0,0,0,0,0,0,0,0,0,null,2.7799999999999847,0,0,0,0,0,0,0,0,0,0,0,0,0,0,0,0,0,0,0,0]
[null,null,null,2.7899999999999845,0.12874550767700912,0,0,0,0,0,0,0,0,0,0,0,0,0,0,0,0,0,0,0,null,2.7899999999999845,0,0,0,0,0,0,0,0,0,0,0,0,0,0,0,0,0,0,0,0]
[null,null,null,2.7999999999999843,0.12920128626922711,0,0,0,0,0,0,0,0,0,0,0,0,0,0,0,0,0,0,0,null,2.7999999999999843,0,0,0,0,0,0,0,0,0,0,0,0,0,0,0,0,0,0,0,0]
[null,null,null,2.8099999999999841,0.12965809878269366,0,0,0,0,0,0,0,0,0,0,0,0,0,0,0,0,0,0,0,null,2.8099999999999841,0,0,0,0,0,0,0,0,0,0,0,0,0,0,0,0,0,0,0,0]
[null,null,null,2.8199999999999839,0.13011595166336648,0,0,0,0,0,0,0,0,0,0,0,0,0,0,0,0,0,0,0,null,2.8199999999999839,0,0,0,0,0,0,0,0,0,0,0,0,0,0,0,0,0,0,0,0]
[null,null,null,2.8299999999999836,0.13057485138348546,0,0,0,0,0,0,0,0,0,0,0,0,0,0,0,0,0,0,0,null,2.8299999999999836,0,0,0,0,0,0,0,0,0,0,0,0,0,0,0,0,0,0,0,0]
[null,null,null,2.8399999999999834,0.13103480444157239,0,0,0,0,0,0,0,0,0,0,0,0,0,0,0,0,0,0,0,null,2.8399999999999834,0,0,0,0,0,0,0,0,0,0,0,0,0,0,0,0,0,0,0,0]
[null,null,null,2.8499999999999832,0.13149581736243132,0,0,0,0,0,0,0,0,0,0,0,0,0,0,0,0,0,0,0,null,2.8499999999999832,0,0,0,0,0,0,0,0,0,0,0,0,0,0,0,0,0,0,0,0]
[null,null,null,2.859999999999983,0.13195789669714825,0,0,0,0,0,0,0,0,0,0,0,0,0,0,0,0,0,0,0,null,2.859999999999983,0,0,0,0,0,0,0,0,0,0,0,0,0,0,0,0,0,0,0,0]
[null,null,null,2.8699999999999828,0.13242104902309124,0,0,0,0,0,0,0,0,0,0,0,0,0,0,0,0,0,0,0,null,2.8699999999999828,0,0,0,0,0,0,0,0,0,0,0,0,0,0,0,0,0,0,0,0]
[null,null,null,2.8799999999999826,0.1328852809439105,0,0,0,0,0,0,0,0,0,0,0,0,0,0,0,0,0,0,0,null,2.8799999999999826,0,0,0,0,0,0,0,0,0,0,0,0,0,0,0,0,0,0,0,0]
[null,null,null,2.8899999999999824,0.13335059908953828,0,0,0,0,0,0,0,0,0,0,0,0,0,0,0,0,0,0,0,null,2.8899999999999824,0,0,0,0,0,0,0,0,0,0,0,0,0,0,0,0,0,0,0,0]
[null,null,null,2.8999999999999821,0.13381701011618879,0,0,0,0,0,0,0,0,0,0,0,0,0,0,0,0,0,0,0,null,2.8999999999999821,0,0,0,0,0,0,0,0,0,0,0,0,0,0,0,0,0,0,0,0]
[null,null,null,2.9099999999999819,0.13428452070635852,0,0,0,0,0,0,0,0,0,0,0,0,0,0,0,0,0,0,0,null,2.9099999999999819,0,0,0,0,0,0,0,0,0,0,0,0,0,0,0,0,0,0,0,0]
[null,null,null,2.9199999999999817,0.13475313756882587,0,0,0,0,0,0,0,0,0,0,0,0,0,0,0,0,0,0,0,null,2.9199999999999817,0,0,0,0,0,0,0,0,0,0,0,0,0,0,0,0,0,0,0,0]
[null,null,null,2.9299999999999815,0.13522286743865131,0,0,0,0,0,0,0,0,0,0,0,0,0,0,0,0,0,0,0,null,2.9299999999999815,0,0,0,0,0,0,0,0,0,0,0,0,0,0,0,0,0,0,0,0]
[null,null,null,2.9399999999999813,0.13569371707717751,0,0,0,0,0,0,0,0,0,0,0,0,0,0,0,0,0,0,0,null,2.9399999999999813,0,0,0,0,0,0,0,0,0,0,0,0,0,0,0,0,0,0,0,0]
[null,null,null,2.9499999999999811,0.13616569327202904,0,0,0,0,0,0,0,0,0,0,0,0,0,0,0,0,0,0,0,null,2.9499999999999811,0,0,0,0,0,0,0,0,0,0,0,0,0,0,0,0,0,0,0,0]
[null,null,null,2.9599999999999809,0.13663880283711272,0,0,0,0,0,0,0,0,0,0,0,0,0,0,0,0,0,0,0,null,2.9599999999999809,0,0,0,0,0,0,0,0,0,0,0,0,0,0,0,0,0,0,0,0]
[null,null,null,2.9699999999999807,0.13711305261261728,0,0,0,0,0,0,0,0,0,0,0,0,0,0,0,0,0,0,0,null,2.9699999999999807,0,0,0,0,0,0,0,0,0,0,0,0,0,0,0,0,0,0,0,0]
[null,null,null,2.9799999999999804,0.13758844946501356,0,0,0,0,0,0,0,0,0,0,0,0,0,0,0,0,0,0,0,null,2.9799999999999804,0,0,0,0,0,0,0,0,0,0,0,0,0,0,0,0,0,0,0,0]
[null,null,null,2.9899999999999802,0.13806500028705454,0,0,0,0,0,0,0,0,0,0,0,0,0,0,0,0,0,0,0,null,2.9899999999999802,0,0,0,0,0,0,0,0,0,0,0,0,0,0,0,0,0,0,0,0]
[null,null,null,2.99999999999998,0.13854271199777524,0,0,0,0,0,0,0,0,0,0,0,0,0,0,0,0,0,0,0,null,2.99999999999998,0,0,0,0,0,0,0,0,0,0,0,0,0,0,0,0,0,0,0,0]
[null,null,null,3.0099999999999798,0.13902159154249266,0,0,0,0,0,0,0,0,0,0,0,0,0,0,0,0,0,0,0,null,3.0099999999999798,0,0,0,0,0,0,0,0,0,0,0,0,0,0,0,0,0,0,0,0]
[null,null,null,3.0199999999999796,0.13950164589280603,0,0,0,0,0,0,0,0,0,0,0,0,0,0,0,0,0,0,0,null,3.0199999999999796,0,0,0,0,0,0,0,0,0,0,0,0,0,0,0,0,0,0,0,0]
[null,null,null,3.0299999999999794,0.13998288204659648,0,0,0,0,0,0,0,0,0,0,0,0,0,0,0,0,0,0,0,null,3.0299999999999794,0,0,0,0,0,0,0,0,0,0,0,0,0,0,0,0,0,0,0,0]
[null,null,null,3.0399999999999792,0.14046530702802737,0,0,0,0,0,0,0,0,0,0,0,0,0,0,0,0,0,0,0,null,3.0399999999999792,0,0,0,0,0,0,0,0,0,0,0,0,0,0,0,0,0,0,0,0]
[null,null,null,3.049999999999979,0.14094892788754398,0,0,0,0,0,0,0,0,0,0,0,0,0,0,0,0,0,0,0,null,3.049999999999979,0,0,0,0,0,0,0,0,0,0,0,0,0,0,0,0,0,0,0,0]
[null,null,null,3.0599999999999787,0.14143375170187378,0,0,0,0,0,0,0,0,0,0,0,0,0,0,0,0,0,0,0,null,3.0599999999999787,0,0,0,0,0,0,0,0,0,0,0,0,0,0,0,0,0,0,0,0]
[null,null,null,3.0699999999999785,0.14191978557402624,0,0,0,0,0,0,0,0,0,0,0,0,0,0,0,0,0,0,0,null,3.0699999999999785,0,0,0,0,0,0,0,0,0,0,0,0,0,0,0,0,0,0,0,0]
[null,null,null,3.0799999999999783,0.14240703663329293,0,0,0,0,0,0,0,0,0,0,0,0,0,0,0,0,0,0,0,null,3.0799999999999783,0,0,0,0,0,0,0,0,0,0,0,0,0,0,0,0,0,0,0,0]
[null,null,null,3.0899999999999781,0.14289551203524747,0,0,0,0,0,0,0,0,0,0,0,0,0,0,0,0,0,0,0,null,3.0899999999999781,0,0,0,0,0,0,0,0,0,0,0,0,0,0,0,0,0,0,0,0]
[null,null,null,3.0999999999999779,0.14338521896174558,0,0,0,0,0,0,0,0,0,0,0,0,0,0,0,0,0,0,0,null,3.0999999999999779,0,0,0,0,0,0,0,0,0,0,0,0,0,0,0,0,0,0,0,0]
[null,null,null,3.1099999999999777,0.14387616462092501,0,0,0,0,0,0,0,0,0,0,0,0,0,0,0,0,0,0,0,null,3.1099999999999777,0,0,0,0,0,0,0,0,0,0,0,0,0,0,0,0,0,0,0,0]
[null,null,null,3.1199999999999775,0.14436835624720562,0,0,0,0,0,0,0,0,0,0,0,0,0,0,0,0,0,0,0,null,3.1199999999999775,0,0,0,0,0,0,0,0,0,0,0,0,0,0,0,0,0,0,0,0]
[null,null,null,3.1299999999999772,0.14486180110128929,0,0,0,0,0,0,0,0,0,0,0,0,0,0,0,0,0,0,0,null,3.1299999999999772,0,0,0,0,0,0,0,0,0,0,0,0,0,0,0,0,0,0,0,0]
[null,null,null,3.139999999999977,0.14535650647016002,0,0,0,0,0,0,0,0,0,0,0,0,0,0,0,0,0,0,0,null,3.139999999999977,0,0,0,0,0,0,0,0,0,0,0,0,0,0,0,0,0,0,0,0]
[null,null,null,3.1499999999999768,0.14585247966708387,0,0,0,0,0,0,0,0,0,0,0,0,0,0,0,0,0,0,0,null,3.1499999999999768,0,0,0,0,0,0,0,0,0,0,0,0,0,0,0,0,0,0,0,0]
[null,null,null,3.1599999999999766,0.14634972803160895,0,0,0,0,0,0,0,0,0,0,0,0,0,0,0,0,0,0,0,null,3.1599999999999766,0,0,0,0,0,0,0,0,0,0,0,0,0,0,0,0,0,0,0,0]
[null,null,null,3.1699999999999764,0.14684825892956541,0,0,0,0,0,0,0,0,0,0,0,0,0,0,0,0,0,0,0,null,3.1699999999999764,0,0,0,0,0,0,0,0,0,0,0,0,0,0,0,0,0,0,0,0]
[null,null,null,3.1799999999999762,0.14734807975306558,0,0,0,0,0,0,0,0,0,0,0,0,0,0,0,0,0,0,0,null,3.1799999999999762,0,0,0,0,0,0,0,0,0,0,0,0,0,0,0,0,0,0,0,0]
[null,null,null,3.189999999999976,0.14784919792050372,0,0,0,0,0,0,0,0,0,0,0,0,0,0,0,0,0,0,0,null,3.189999999999976,0,0,0,0,0,0,0,0,0,0,0,0,0,0,0,0,0,0,0,0]
[null,null,null,3.1999999999999758,0.14835162087655626,0,0,0,0,0,0,0,0,0,0,0,0,0,0,0,0,0,0,0,null,3.1999999999999758,0,0,0,0,0,0,0,0,0,0,0,0,0,0,0,0,0,0,0,0]
[null,null,null,{"$f":"D365+0.01","v":3.2099999999999755},{"$f":"IF(AD$16=0,0,IF(E$36*$D366^4  +    E$37*$D366^3   +    E$38*$D366^2    +    E$39*$D366   +    E$40>1,1,E$36*$D366^4  +    E$37*$D366^3   +    E$38*$D366^2    +    E$39*$D366   +    E$40))","v":0.1488553560921817},{"$f":"IF(AE$16=0,0,IF(F$36*$D366^4  +    F$37*$D366^3   +    F$38*$D366^2    +    F$39*$D366   +    F$40>1,1,F$36*$D366^4  +    F$37*$D366^3   +    F$38*$D366^2    +    F$39*$D366   +    F$40))","v":0},{"$f":"IF(AF$16=0,0,IF(G$36*$D366^4  +    G$37*$D366^3   +    G$38*$D366^2    +    G$39*$D366   +    G$40>1,1,G$36*$D366^4  +    G$37*$D366^3   +    G$38*$D366^2    +    G$39*$D366   +    G$40))","v":0},{"$f":"IF(AG$16=0,0,IF(H$36*$D366^4  +    H$37*$D366^3   +    H$38*$D366^2    +    H$39*$D366   +    H$40>1,1,H$36*$D366^4  +    H$37*$D366^3   +    H$38*$D366^2    +    H$39*$D366   +    H$40))","v":0},0,0,0,0,0,0,0,0,0,0,0,0,0,0,0,0,null,{"$f":"Z365+0.01","v":3.2099999999999755},{"$f":"IF(AA$43<>0,INDEX(E$45:E$1045, MATCH($Z366*(AA$43/24), $D$45:$D$1045)), 0)","v":0},{"$f":"IF(AB$43<>0,INDEX(F$45:F$1045, MATCH($Z366*(AB$43/24), $D$45:$D$1045)), 0)","v":0},{"$f":"IF(AC$43<>0,INDEX(G$45:G$1045, MATCH($Z366*(AC$43/24), $D$45:$D$1045)), 0)","v":0},{"$f":"IF(AD$43<>0,INDEX(H$45:H$1045, MATCH($Z366*(AD$43/24), $D$45:$D$1045)), 0)","v":0},0,0,0,0,0,0,0,0,0,0,0,0,0,0,0,0]
[null,null,null,3.2199999999999753,0.1493604110646205,0,0,0,0,0,0,0,0,0,0,0,0,0,0,0,0,0,0,0,null,3.2199999999999753,0,0,0,0,0,0,0,0,0,0,0,0,0,0,0,0,0,0,0,0]
[null,null,null,3.2299999999999751,0.14986679331739533,0,0,0,0,0,0,0,0,0,0,0,0,0,0,0,0,0,0,0,null,3.2299999999999751,0,0,0,0,0,0,0,0,0,0,0,0,0,0,0,0,0,0,0,0]
[null,null,null,3.2399999999999749,0.15037451040031083,0,0,0,0,0,0,0,0,0,0,0,0,0,0,0,0,0,0,0,null,3.2399999999999749,0,0,0,0,0,0,0,0,0,0,0,0,0,0,0,0,0,0,0,0]
[null,null,null,3.2499999999999747,0.15088356988945378,0,0,0,0,0,0,0,0,0,0,0,0,0,0,0,0,0,0,0,null,3.2499999999999747,0,0,0,0,0,0,0,0,0,0,0,0,0,0,0,0,0,0,0,0]
[null,null,null,3.2599999999999745,0.15139397938719296,0,0,0,0,0,0,0,0,0,0,0,0,0,0,0,0,0,0,0,null,3.2599999999999745,0,0,0,0,0,0,0,0,0,0,0,0,0,0,0,0,0,0,0,0]
[null,null,null,3.2699999999999743,0.15190574652217928,0,0,0,0,0,0,0,0,0,0,0,0,0,0,0,0,0,0,0,null,3.2699999999999743,0,0,0,0,0,0,0,0,0,0,0,0,0,0,0,0,0,0,0,0]
[null,null,null,3.279999999999974,0.15241887894934569,0,0,0,0,0,0,0,0,0,0,0,0,0,0,0,0,0,0,0,null,3.279999999999974,0,0,0,0,0,0,0,0,0,0,0,0,0,0,0,0,0,0,0,0]
[null,null,null,3.2899999999999738,0.15293338434990722,0,0,0,0,0,0,0,0,0,0,0,0,0,0,0,0,0,0,0,null,3.2899999999999738,0,0,0,0,0,0,0,0,0,0,0,0,0,0,0,0,0,0,0,0]
[null,null,null,3.2999999999999736,0.15344927043136097,0,0,0,0,0,0,0,0,0,0,0,0,0,0,0,0,0,0,0,null,3.2999999999999736,0,0,0,0,0,0,0,0,0,0,0,0,0,0,0,0,0,0,0,0]
[null,null,null,3.3099999999999734,0.15396654492748607,0,0,0,0,0,0,0,0,0,0,0,0,0,0,0,0,0,0,0,null,3.3099999999999734,0,0,0,0,0,0,0,0,0,0,0,0,0,0,0,0,0,0,0,0]
[null,null,null,3.3199999999999732,0.15448521559834377,0,0,0,0,0,0,0,0,0,0,0,0,0,0,0,0,0,0,0,null,3.3199999999999732,0,0,0,0,0,0,0,0,0,0,0,0,0,0,0,0,0,0,0,0]
[null,null,null,3.329999999999973,0.15500529023027743,0,0,0,0,0,0,0,0,0,0,0,0,0,0,0,0,0,0,0,null,3.329999999999973,0,0,0,0,0,0,0,0,0,0,0,0,0,0,0,0,0,0,0,0]
[null,null,null,3.3399999999999728,0.15552677663591236,0,0,0,0,0,0,0,0,0,0,0,0,0,0,0,0,0,0,0,null,3.3399999999999728,0,0,0,0,0,0,0,0,0,0,0,0,0,0,0,0,0,0,0,0]
[null,null,null,3.3499999999999726,0.15604968265415597,0,0,0,0,0,0,0,0,0,0,0,0,0,0,0,0,0,0,0,null,3.3499999999999726,0,0,0,0,0,0,0,0,0,0,0,0,0,0,0,0,0,0,0,0]
[null,null,null,3.3599999999999723,0.15657401615019789,0,0,0,{"$f":"IF(AH$16=0,0,IF(I$36*$D381^4  +    I$37*$D381^3   +    I$38*$D381^2    +    I$39*$D381   +    I$40>1,1,I$36*$D381^4  +    I$37*$D381^3   +    I$38*$D381^2    +    I$39*$D381   +    I$40))","v":0},{"$f":"IF(AI$16=0,0,IF(J$36*$D381^4  +    J$37*$D381^3   +    J$38*$D381^2    +    J$39*$D381   +    J$40>1,1,J$36*$D381^4  +    J$37*$D381^3   +    J$38*$D381^2    +    J$39*$D381   +    J$40))","v":0},{"$f":"IF(AJ$16=0,0,IF(K$36*$D381^4  +    K$37*$D381^3   +    K$38*$D381^2    +    K$39*$D381   +    K$40>1,1,K$36*$D381^4  +    K$37*$D381^3   +    K$38*$D381^2    +    K$39*$D381   +    K$40))","v":0},{"$f":"IF(AK$16=0,0,IF(L$36*$D381^4  +    L$37*$D381^3   +    L$38*$D381^2    +    L$39*$D381   +    L$40>1,1,L$36*$D381^4  +    L$37*$D381^3   +    L$38*$D381^2    +    L$39*$D381   +    L$40))","v":0},{"$f":"IF(AL$16=0,0,IF(M$36*$D381^4  +    M$37*$D381^3   +    M$38*$D381^2    +    M$39*$D381   +    M$40>1,1,M$36*$D381^4  +    M$37*$D381^3   +    M$38*$D381^2    +    M$39*$D381   +    M$40))","v":0},{"$f":"IF(AM$16=0,0,IF(N$36*$D381^4  +    N$37*$D381^3   +    N$38*$D381^2    +    N$39*$D381   +    N$40>1,1,N$36*$D381^4  +    N$37*$D381^3   +    N$38*$D381^2    +    N$39*$D381   +    N$40))","v":0},{"$f":"IF(AN$16=0,0,IF(O$36*$D381^4  +    O$37*$D381^3   +    O$38*$D381^2    +    O$39*$D381   +    O$40>1,1,O$36*$D381^4  +    O$37*$D381^3   +    O$38*$D381^2    +    O$39*$D381   +    O$40))","v":0},{"$f":"IF(AO$16=0,0,IF(P$36*$D381^4  +    P$37*$D381^3   +    P$38*$D381^2    +    P$39*$D381   +    P$40>1,1,P$36*$D381^4  +    P$37*$D381^3   +    P$38*$D381^2    +    P$39*$D381   +    P$40))","v":0},{"$f":"IF(AP$16=0,0,IF(Q$36*$D381^4  +    Q$37*$D381^3   +    Q$38*$D381^2    +    Q$39*$D381   +    Q$40>1,1,Q$36*$D381^4  +    Q$37*$D381^3   +    Q$38*$D381^2    +    Q$39*$D381   +    Q$40))","v":0},{"$f":"IF(AQ$16=0,0,IF(R$36*$D381^4  +    R$37*$D381^3   +    R$38*$D381^2    +    R$39*$D381   +    R$40>1,1,R$36*$D381^4  +    R$37*$D381^3   +    R$38*$D381^2    +    R$39*$D381   +    R$40))","v":0},{"$f":"IF(AR$16=0,0,IF(S$36*$D381^4  +    S$37*$D381^3   +    S$38*$D381^2    +    S$39*$D381   +    S$40>1,1,S$36*$D381^4  +    S$37*$D381^3   +    S$38*$D381^2    +    S$39*$D381   +    S$40))","v":0},{"$f":"IF(AS$16=0,0,IF(T$36*$D381^4  +    T$37*$D381^3   +    T$38*$D381^2    +    T$39*$D381   +    T$40>1,1,T$36*$D381^4  +    T$37*$D381^3   +    T$38*$D381^2    +    T$39*$D381   +    T$40))","v":0},{"$f":"IF(AT$16=0,0,IF(U$36*$D381^4  +    U$37*$D381^3   +    U$38*$D381^2    +    U$39*$D381   +    U$40>1,1,U$36*$D381^4  +    U$37*$D381^3   +    U$38*$D381^2    +    U$39*$D381   +    U$40))","v":0},{"$f":"IF(AU$16=0,0,IF(V$36*$D381^4  +    V$37*$D381^3   +    V$38*$D381^2    +    V$39*$D381   +    V$40>1,1,V$36*$D381^4  +    V$37*$D381^3   +    V$38*$D381^2    +    V$39*$D381   +    V$40))","v":0},{"$f":"IF(AV$16=0,0,IF(W$36*$D381^4  +    W$37*$D381^3   +    W$38*$D381^2    +    W$39*$D381   +    W$40>1,1,W$36*$D381^4  +    W$37*$D381^3   +    W$38*$D381^2    +    W$39*$D381   +    W$40))","v":0},{"$f":"IF(AW$16=0,0,IF(X$36*$D381^4  +    X$37*$D381^3   +    X$38*$D381^2    +    X$39*$D381   +    X$40>1,1,X$36*$D381^4  +    X$37*$D381^3   +    X$38*$D381^2    +    X$39*$D381   +    X$40))","v":0},null,3.3599999999999723,0,0,0,0,{"$f":"IF(AE$43<>0,INDEX(I$45:I$1045, MATCH($Z381*(AE$43/24), $D$45:$D$1045)), 0)","v":0},{"$f":"IF(AF$43<>0,INDEX(J$45:J$1045, MATCH($Z381*(AF$43/24), $D$45:$D$1045)), 0)","v":0},{"$f":"IF(AG$43<>0,INDEX(K$45:K$1045, MATCH($Z381*(AG$43/24), $D$45:$D$1045)), 0)","v":0},{"$f":"IF(AH$43<>0,INDEX(L$45:L$1045, MATCH($Z381*(AH$43/24), $D$45:$D$1045)), 0)","v":0},{"$f":"IF(AI$43<>0,INDEX(M$45:M$1045, MATCH($Z381*(AI$43/24), $D$45:$D$1045)), 0)","v":0},{"$f":"IF(AJ$43<>0,INDEX(N$45:N$1045, MATCH($Z381*(AJ$43/24), $D$45:$D$1045)), 0)","v":0},{"$f":"IF(AK$43<>0,INDEX(O$45:O$1045, MATCH($Z381*(AK$43/24), $D$45:$D$1045)), 0)","v":0},{"$f":"IF(AL$43<>0,INDEX(P$45:P$1045, MATCH($Z381*(AL$43/24), $D$45:$D$1045)), 0)","v":0},{"$f":"IF(AM$43<>0,INDEX(Q$45:Q$1045, MATCH($Z381*(AM$43/24), $D$45:$D$1045)), 0)","v":0},{"$f":"IF(AN$43<>0,INDEX(R$45:R$1045, MATCH($Z381*(AN$43/24), $D$45:$D$1045)), 0)","v":0},{"$f":"IF(AO$43<>0,INDEX(S$45:S$1045, MATCH($Z381*(AO$43/24), $D$45:$D$1045)), 0)","v":0},{"$f":"IF(AP$43<>0,INDEX(T$45:T$1045, MATCH($Z381*(AP$43/24), $D$45:$D$1045)), 0)","v":0},{"$f":"IF(AQ$43<>0,INDEX(U$45:U$1045, MATCH($Z381*(AQ$43/24), $D$45:$D$1045)), 0)","v":0},{"$f":"IF(AR$43<>0,INDEX(V$45:V$1045, MATCH($Z381*(AR$43/24), $D$45:$D$1045)), 0)","v":0},{"$f":"IF(AS$43<>0,INDEX(W$45:W$1045, MATCH($Z381*(AS$43/24), $D$45:$D$1045)), 0)","v":0},{"$f":"IF(AT$43<>0,INDEX(X$45:X$1045, MATCH($Z381*(AT$43/24), $D$45:$D$1045)), 0)","v":0}]
[null,null,null,3.3699999999999721,0.15709978501550961,0,0,0,0,0,0,0,0,0,0,0,0,0,0,0,0,0,0,0,null,3.3699999999999721,0,0,0,0,0,0,0,0,0,0,0,0,0,0,0,0,0,0,0,0]
[null,null,null,3.3799999999999719,0.15762699716784478,0,0,0,0,0,0,0,0,0,0,0,0,0,0,0,0,0,0,0,null,3.3799999999999719,0,0,0,0,0,0,0,0,0,0,0,0,0,0,0,0,0,0,0,0]
[null,null,null,3.3899999999999717,0.1581556605512392,0,0,0,0,0,0,0,0,0,0,0,0,0,0,0,0,0,0,0,null,3.3899999999999717,0,0,0,0,0,0,0,0,0,0,0,0,0,0,0,0,0,0,0,0]
[null,null,null,3.3999999999999715,0.15868578313601059,0,0,0,0,0,0,0,0,0,0,0,0,0,0,0,0,0,0,0,null,3.3999999999999715,0,0,0,0,0,0,0,0,0,0,0,0,0,0,0,0,0,0,0,0]
[null,null,null,3.4099999999999713,0.15921737291875884,0,0,0,0,0,0,0,0,0,0,0,0,0,0,0,0,0,0,0,null,3.4099999999999713,0,0,0,0,0,0,0,0,0,0,0,0,0,0,0,0,0,0,0,0]
[null,null,null,3.4199999999999711,0.15975043792236587,0,0,0,0,0,0,0,0,0,0,0,0,0,0,0,0,0,0,0,null,3.4199999999999711,0,0,0,0,0,0,0,0,0,0,0,0,0,0,0,0,0,0,0,0]
[null,null,null,3.4299999999999708,0.16028498619599571,0,0,0,0,0,0,0,0,0,0,0,0,0,0,0,0,0,0,0,null,3.4299999999999708,0,0,0,0,0,0,0,0,0,0,0,0,0,0,0,0,0,0,0,0]
[null,null,null,3.4399999999999706,0.16082102581509439,0,0,0,0,0,0,0,0,0,0,0,0,0,0,0,0,0,0,0,null,3.4399999999999706,0,0,0,0,0,0,0,0,0,0,0,0,0,0,0,0,0,0,0,0]
[null,null,null,3.4499999999999704,0.16135856488139008,0,0,0,0,0,0,0,0,0,0,0,0,0,0,0,0,0,0,0,null,3.4499999999999704,0,0,0,0,0,0,0,0,0,0,0,0,0,0,0,0,0,0,0,0]
[null,null,null,3.4599999999999702,0.16189761152289298,0,0,0,0,0,0,0,0,0,0,0,0,0,0,0,0,0,0,0,null,3.4599999999999702,0,0,0,0,0,0,0,0,0,0,0,0,0,0,0,0,0,0,0,0]
[null,null,null,3.46999999999997,0.16243817389389537,0,0,0,0,0,0,0,0,0,0,0,0,0,0,0,0,0,0,0,null,3.46999999999997,0,0,0,0,0,0,0,0,0,0,0,0,0,0,0,0,0,0,0,0]
[null,null,null,3.4799999999999698,0.16298026017497158,0,0,0,0,0,0,0,0,0,0,0,0,0,0,0,0,0,0,0,null,3.4799999999999698,0,0,0,0,0,0,0,0,0,0,0,0,0,0,0,0,0,0,0,0]
[null,null,null,3.4899999999999696,0.16352387857297809,0,0,0,0,0,0,0,0,0,0,0,0,0,0,0,0,0,0,0,null,3.4899999999999696,0,0,0,0,0,0,0,0,0,0,0,0,0,0,0,0,0,0,0,0]
[null,null,null,3.4999999999999694,0.16406903732105335,0,0,0,0,0,0,0,0,0,0,0,0,0,0,0,0,0,0,0,null,3.4999999999999694,0,0,0,0,0,0,0,0,0,0,0,0,0,0,0,0,0,0,0,0]
[null,null,null,3.5099999999999691,0.16461574467861789,0,0,0,0,0,0,0,0,0,0,0,0,0,0,0,0,0,0,0,null,3.5099999999999691,0,0,0,0,0,0,0,0,0,0,0,0,0,0,0,0,0,0,0,0]
[null,null,null,3.5199999999999689,0.1651640089313744,0,0,0,0,0,0,0,0,0,0,0,0,0,0,0,0,0,0,0,null,3.5199999999999689,0,0,0,0,0,0,0,0,0,0,0,0,0,0,0,0,0,0,0,0]
[null,null,null,3.5299999999999687,0.16571383839130752,0,0,0,0,0,0,0,0,0,0,0,0,0,0,0,0,0,0,0,null,3.5299999999999687,0,0,0,0,0,0,0,0,0,0,0,0,0,0,0,0,0,0,0,0]
[null,null,null,3.5399999999999685,0.16626524139668405,0,0,0,0,0,0,0,0,0,0,0,0,0,0,0,0,0,0,0,null,3.5399999999999685,0,0,0,0,0,0,0,0,0,0,0,0,0,0,0,0,0,0,0,0]
[null,null,null,3.5499999999999683,0.16681822631205284,0,0,0,0,0,0,0,0,0,0,0,0,0,0,0,0,0,0,0,null,3.5499999999999683,0,0,0,0,0,0,0,0,0,0,0,0,0,0,0,0,0,0,0,0]
[null,null,null,3.5599999999999681,0.16737280152824477,0,0,0,0,0,0,0,0,0,0,0,0,0,0,0,0,0,0,0,null,3.5599999999999681,0,0,0,0,0,0,0,0,0,0,0,0,0,0,0,0,0,0,0,0]
[null,null,null,3.5699999999999679,0.16792897546237281,0,0,0,0,0,0,0,0,0,0,0,0,0,0,0,0,0,0,0,null,3.5699999999999679,0,0,0,0,0,0,0,0,0,0,0,0,0,0,0,0,0,0,0,0]
[null,null,null,3.5799999999999677,0.16848675655783207,0,0,0,0,0,0,0,0,0,0,0,0,0,0,0,0,0,0,0,null,3.5799999999999677,0,0,0,0,0,0,0,0,0,0,0,0,0,0,0,0,0,0,0,0]
[null,null,null,3.5899999999999674,0.16904615328429962,0,0,0,0,0,0,0,0,0,0,0,0,0,0,0,0,0,0,0,null,3.5899999999999674,0,0,0,0,0,0,0,0,0,0,0,0,0,0,0,0,0,0,0,0]
[null,null,null,3.5999999999999672,0.16960717413773463,0,0,0,0,0,0,0,0,0,0,0,0,0,0,0,0,0,0,0,null,3.5999999999999672,0,0,0,0,0,0,0,0,0,0,0,0,0,0,0,0,0,0,0,0]
[null,null,null,3.609999999999967,0.17016982764037838,0,0,0,0,0,0,0,0,0,0,0,0,0,0,0,0,0,0,0,null,3.609999999999967,0,0,0,0,0,0,0,0,0,0,0,0,0,0,0,0,0,0,0,0]
[null,null,null,3.6199999999999668,0.17073412234075419,0,0,0,0,0,0,0,0,0,0,0,0,0,0,0,0,0,0,0,null,3.6199999999999668,0,0,0,0,0,0,0,0,0,0,0,0,0,0,0,0,0,0,0,0]
[null,null,null,3.6299999999999666,0.17130006681366747,0,0,0,0,0,0,0,0,0,0,0,0,0,0,0,0,0,0,0,null,3.6299999999999666,0,0,0,0,0,0,0,0,0,0,0,0,0,0,0,0,0,0,0,0]
[null,null,null,3.6399999999999664,0.17186766966020564,0,0,0,0,0,0,0,0,0,0,0,0,0,0,0,0,0,0,0,null,3.6399999999999664,0,0,0,0,0,0,0,0,0,0,0,0,0,0,0,0,0,0,0,0]
[null,null,null,3.6499999999999662,0.17243693950773831,0,0,0,0,0,0,0,0,0,0,0,0,0,0,0,0,0,0,0,null,3.6499999999999662,0,0,0,0,0,0,0,0,0,0,0,0,0,0,0,0,0,0,0,0]
[null,null,null,3.6599999999999659,0.17300788500991704,0,0,0,0,0,0,0,0,0,0,0,0,0,0,0,0,0,0,0,null,3.6599999999999659,0,0,0,0,0,0,0,0,0,0,0,0,0,0,0,0,0,0,0,0]
[null,null,null,3.6699999999999657,0.17358051484667547,0,0,0,0,0,0,0,0,0,0,0,0,0,0,0,0,0,0,0,null,3.6699999999999657,0,0,0,0,0,0,0,0,0,0,0,0,0,0,0,0,0,0,0,0]
[null,null,null,3.6799999999999655,0.17415483772422943,0,0,0,0,0,0,0,0,0,0,0,0,0,0,0,0,0,0,0,null,3.6799999999999655,0,0,0,0,0,0,0,0,0,0,0,0,0,0,0,0,0,0,0,0]
[null,null,null,3.6899999999999653,0.17473086237507668,0,0,0,0,0,0,0,0,0,0,0,0,0,0,0,0,0,0,0,null,3.6899999999999653,0,0,0,0,0,0,0,0,0,0,0,0,0,0,0,0,0,0,0,0]
[null,null,null,3.6999999999999651,0.1753085975579971,0,0,0,0,0,0,0,0,0,0,0,0,0,0,0,0,0,0,0,null,3.6999999999999651,0,0,0,0,0,0,0,0,0,0,0,0,0,0,0,0,0,0,0,0]
[null,null,null,3.7099999999999649,0.17588805205805266,0,0,0,0,0,0,0,0,0,0,0,0,0,0,0,0,0,0,0,null,3.7099999999999649,0,0,0,0,0,0,0,0,0,0,0,0,0,0,0,0,0,0,0,0]
[null,null,null,3.7199999999999647,0.17646923468658737,0,0,0,0,0,0,0,0,0,0,0,0,0,0,0,0,0,0,0,null,3.7199999999999647,0,0,0,0,0,0,0,0,0,0,0,0,0,0,0,0,0,0,0,0]
[null,null,null,3.7299999999999645,0.17705215428122736,0,0,0,0,0,0,0,0,0,0,0,0,0,0,0,0,0,0,0,null,3.7299999999999645,0,0,0,0,0,0,0,0,0,0,0,0,0,0,0,0,0,0,0,0]
[null,null,null,3.7399999999999642,0.17763681970588074,0,0,0,0,0,0,0,0,0,0,0,0,0,0,0,0,0,0,0,null,3.7399999999999642,0,0,0,0,0,0,0,0,0,0,0,0,0,0,0,0,0,0,0,0]
[null,null,null,3.749999999999964,0.17822323985073779,0,0,0,0,0,0,0,0,0,0,0,0,0,0,0,0,0,0,0,null,3.749999999999964,0,0,0,0,0,0,0,0,0,0,0,0,0,0,0,0,0,0,0,0]
[null,null,null,3.7599999999999638,0.17881142363227076,0,0,0,0,0,0,0,0,0,0,0,0,0,0,0,0,0,0,0,null,3.7599999999999638,0,0,0,0,0,0,0,0,0,0,0,0,0,0,0,0,0,0,0,0]
[null,null,null,3.7699999999999636,0.17940137999323411,0,0,0,0,0,0,0,0,0,0,0,0,0,0,0,0,0,0,0,null,3.7699999999999636,0,0,0,0,0,0,0,0,0,0,0,0,0,0,0,0,0,0,0,0]
[null,null,null,3.7799999999999634,0.17999311790266417,0,0,0,0,0,0,0,0,0,0,0,0,0,0,0,0,0,0,0,null,3.7799999999999634,0,0,0,0,0,0,0,0,0,0,0,0,0,0,0,0,0,0,0,0]
[null,null,null,3.7899999999999632,0.18058664635587951,0,0,0,0,0,0,0,0,0,0,0,0,0,0,0,0,0,0,0,null,3.7899999999999632,0,0,0,0,0,0,0,0,0,0,0,0,0,0,0,0,0,0,0,0]
[null,null,null,3.799999999999963,0.18118197437448072,0,0,0,0,0,0,0,0,0,0,0,0,0,0,0,0,0,0,0,null,3.799999999999963,0,0,0,0,0,0,0,0,0,0,0,0,0,0,0,0,0,0,0,0]
[null,null,null,3.8099999999999627,0.18177911100635044,0,0,0,0,0,0,0,0,0,0,0,0,0,0,0,0,0,0,0,null,3.8099999999999627,0,0,0,0,0,0,0,0,0,0,0,0,0,0,0,0,0,0,0,0]
[null,null,null,3.8199999999999625,0.1823780653256534,0,0,0,0,0,0,0,0,0,0,0,0,0,0,0,0,0,0,0,null,3.8199999999999625,0,0,0,0,0,0,0,0,0,0,0,0,0,0,0,0,0,0,0,0]
[null,null,null,3.8299999999999623,0.18297884643283635,0,0,0,0,0,0,0,0,0,0,0,0,0,0,0,0,0,0,0,null,3.8299999999999623,0,0,0,0,0,0,0,0,0,0,0,0,0,0,0,0,0,0,0,0]
[null,null,null,3.8399999999999621,0.1835814634546282,0,0,0,0,0,0,0,0,0,0,0,0,0,0,0,0,0,0,0,null,3.8399999999999621,0,0,0,0,0,0,0,0,0,0,0,0,0,0,0,0,0,0,0,0]
[null,null,null,{"$f":"D429+0.01","v":3.8499999999999619},{"$f":"IF(AD$16=0,0,IF(E$36*$D430^4  +    E$37*$D430^3   +    E$38*$D430^2    +    E$39*$D430   +    E$40>1,1,E$36*$D430^4  +    E$37*$D430^3   +    E$38*$D430^2    +    E$39*$D430   +    E$40))","v":0.18418592554403984},{"$f":"IF(AE$16=0,0,IF(F$36*$D430^4  +    F$37*$D430^3   +    F$38*$D430^2    +    F$39*$D430   +    F$40>1,1,F$36*$D430^4  +    F$37*$D430^3   +    F$38*$D430^2    +    F$39*$D430   +    F$40))","v":0},{"$f":"IF(AF$16=0,0,IF(G$36*$D430^4  +    G$37*$D430^3   +    G$38*$D430^2    +    G$39*$D430   +    G$40>1,1,G$36*$D430^4  +    G$37*$D430^3   +    G$38*$D430^2    +    G$39*$D430   +    G$40))","v":0},{"$f":"IF(AG$16=0,0,IF(H$36*$D430^4  +    H$37*$D430^3   +    H$38*$D430^2    +    H$39*$D430   +    H$40>1,1,H$36*$D430^4  +    H$37*$D430^3   +    H$38*$D430^2    +    H$39*$D430   +    H$40))","v":0},0,0,0,0,0,0,0,0,0,0,0,0,0,0,0,0,null,{"$f":"Z429+0.01","v":3.8499999999999619},{"$f":"IF(AA$43<>0,INDEX(E$45:E$1045, MATCH($Z430*(AA$43/24), $D$45:$D$1045)), 0)","v":0},{"$f":"IF(AB$43<>0,INDEX(F$45:F$1045, MATCH($Z430*(AB$43/24), $D$45:$D$1045)), 0)","v":0},{"$f":"IF(AC$43<>0,INDEX(G$45:G$1045, MATCH($Z430*(AC$43/24), $D$45:$D$1045)), 0)","v":0},{"$f":"IF(AD$43<>0,INDEX(H$45:H$1045, MATCH($Z430*(AD$43/24), $D$45:$D$1045)), 0)","v":0},0,0,0,0,0,0,0,0,0,0,0,0,0,0,0,0]
[null,null,null,3.8599999999999617,0.18479224188036431,0,0,0,0,0,0,0,0,0,0,0,0,0,0,0,0,0,0,0,null,3.8599999999999617,0,0,0,0,0,0,0,0,0,0,0,0,0,0,0,0,0,0,0,0]
[null,null,null,3.8699999999999615,0.18540042166917664,0,0,0,0,0,0,0,0,0,0,0,0,0,0,0,0,0,0,0,null,3.8699999999999615,0,0,0,0,0,0,0,0,0,0,0,0,0,0,0,0,0,0,0,0]
[null,null,null,3.8799999999999613,0.18601047414233401,0,0,0,0,0,0,0,0,0,0,0,0,0,0,0,0,0,0,0,null,3.8799999999999613,0,0,0,0,0,0,0,0,0,0,0,0,0,0,0,0,0,0,0,0]
[null,null,null,3.889999999999961,0.1866224085579756,0,0,0,0,0,0,0,0,0,0,0,0,0,0,0,0,0,0,0,null,3.889999999999961,0,0,0,0,0,0,0,0,0,0,0,0,0,0,0,0,0,0,0,0]
[null,null,null,3.8999999999999608,0.18723623420052268,0,0,0,0,0,0,0,0,0,0,0,0,0,0,0,0,0,0,0,null,3.8999999999999608,0,0,0,0,0,0,0,0,0,0,0,0,0,0,0,0,0,0,0,0]
[null,null,null,3.9099999999999606,0.18785196038067861,0,0,0,0,0,0,0,0,0,0,0,0,0,0,0,0,0,0,0,null,3.9099999999999606,0,0,0,0,0,0,0,0,0,0,0,0,0,0,0,0,0,0,0,0]
[null,null,null,3.9199999999999604,0.18846959643542879,0,0,0,0,0,0,0,0,0,0,0,0,0,0,0,0,0,0,0,null,3.9199999999999604,0,0,0,0,0,0,0,0,0,0,0,0,0,0,0,0,0,0,0,0]
[null,null,null,3.9299999999999602,0.18908915172804081,0,0,0,0,0,0,0,0,0,0,0,0,0,0,0,0,0,0,0,null,3.9299999999999602,0,0,0,0,0,0,0,0,0,0,0,0,0,0,0,0,0,0,0,0]
[null,null,null,3.93999999999996,0.18971063564806406,0,0,0,0,0,0,0,0,0,0,0,0,0,0,0,0,0,0,0,null,3.93999999999996,0,0,0,0,0,0,0,0,0,0,0,0,0,0,0,0,0,0,0,0]
[null,null,null,3.9499999999999598,0.19033405761133027,0,0,0,0,0,0,0,0,0,0,0,0,0,0,0,0,0,0,0,null,3.9499999999999598,0,0,0,0,0,0,0,0,0,0,0,0,0,0,0,0,0,0,0,0]
[null,null,null,3.9599999999999596,0.19095942705995314,0,0,0,0,0,0,0,0,0,0,0,0,0,0,0,0,0,0,0,null,3.9599999999999596,0,0,0,0,0,0,0,0,0,0,0,0,0,0,0,0,0,0,0,0]
[null,null,null,3.9699999999999593,0.1915867534623284,0,0,0,0,0,0,0,0,0,0,0,0,0,0,0,0,0,0,0,null,3.9699999999999593,0,0,0,0,0,0,0,0,0,0,0,0,0,0,0,0,0,0,0,0]
[null,null,null,3.9799999999999591,0.19221604631313391,0,0,0,0,0,0,0,0,0,0,0,0,0,0,0,0,0,0,0,null,3.9799999999999591,0,0,0,0,0,0,0,0,0,0,0,0,0,0,0,0,0,0,0,0]
[null,null,null,3.9899999999999589,0.19284731513332959,0,0,0,0,0,0,0,0,0,0,0,0,0,0,0,0,0,0,0,null,3.9899999999999589,0,0,0,0,0,0,0,0,0,0,0,0,0,0,0,0,0,0,0,0]
[null,null,null,3.9999999999999587,0.19348056947015735,0,0,0,{"$f":"IF(AH$16=0,0,IF(I$36*$D445^4  +    I$37*$D445^3   +    I$38*$D445^2    +    I$39*$D445   +    I$40>1,1,I$36*$D445^4  +    I$37*$D445^3   +    I$38*$D445^2    +    I$39*$D445   +    I$40))","v":0},{"$f":"IF(AI$16=0,0,IF(J$36*$D445^4  +    J$37*$D445^3   +    J$38*$D445^2    +    J$39*$D445   +    J$40>1,1,J$36*$D445^4  +    J$37*$D445^3   +    J$38*$D445^2    +    J$39*$D445   +    J$40))","v":0},{"$f":"IF(AJ$16=0,0,IF(K$36*$D445^4  +    K$37*$D445^3   +    K$38*$D445^2    +    K$39*$D445   +    K$40>1,1,K$36*$D445^4  +    K$37*$D445^3   +    K$38*$D445^2    +    K$39*$D445   +    K$40))","v":0},{"$f":"IF(AK$16=0,0,IF(L$36*$D445^4  +    L$37*$D445^3   +    L$38*$D445^2    +    L$39*$D445   +    L$40>1,1,L$36*$D445^4  +    L$37*$D445^3   +    L$38*$D445^2    +    L$39*$D445   +    L$40))","v":0},{"$f":"IF(AL$16=0,0,IF(M$36*$D445^4  +    M$37*$D445^3   +    M$38*$D445^2    +    M$39*$D445   +    M$40>1,1,M$36*$D445^4  +    M$37*$D445^3   +    M$38*$D445^2    +    M$39*$D445   +    M$40))","v":0},{"$f":"IF(AM$16=0,0,IF(N$36*$D445^4  +    N$37*$D445^3   +    N$38*$D445^2    +    N$39*$D445   +    N$40>1,1,N$36*$D445^4  +    N$37*$D445^3   +    N$38*$D445^2    +    N$39*$D445   +    N$40))","v":0},{"$f":"IF(AN$16=0,0,IF(O$36*$D445^4  +    O$37*$D445^3   +    O$38*$D445^2    +    O$39*$D445   +    O$40>1,1,O$36*$D445^4  +    O$37*$D445^3   +    O$38*$D445^2    +    O$39*$D445   +    O$40))","v":0},{"$f":"IF(AO$16=0,0,IF(P$36*$D445^4  +    P$37*$D445^3   +    P$38*$D445^2    +    P$39*$D445   +    P$40>1,1,P$36*$D445^4  +    P$37*$D445^3   +    P$38*$D445^2    +    P$39*$D445   +    P$40))","v":0},{"$f":"IF(AP$16=0,0,IF(Q$36*$D445^4  +    Q$37*$D445^3   +    Q$38*$D445^2    +    Q$39*$D445   +    Q$40>1,1,Q$36*$D445^4  +    Q$37*$D445^3   +    Q$38*$D445^2    +    Q$39*$D445   +    Q$40))","v":0},{"$f":"IF(AQ$16=0,0,IF(R$36*$D445^4  +    R$37*$D445^3   +    R$38*$D445^2    +    R$39*$D445   +    R$40>1,1,R$36*$D445^4  +    R$37*$D445^3   +    R$38*$D445^2    +    R$39*$D445   +    R$40))","v":0},{"$f":"IF(AR$16=0,0,IF(S$36*$D445^4  +    S$37*$D445^3   +    S$38*$D445^2    +    S$39*$D445   +    S$40>1,1,S$36*$D445^4  +    S$37*$D445^3   +    S$38*$D445^2    +    S$39*$D445   +    S$40))","v":0},{"$f":"IF(AS$16=0,0,IF(T$36*$D445^4  +    T$37*$D445^3   +    T$38*$D445^2    +    T$39*$D445   +    T$40>1,1,T$36*$D445^4  +    T$37*$D445^3   +    T$38*$D445^2    +    T$39*$D445   +    T$40))","v":0},{"$f":"IF(AT$16=0,0,IF(U$36*$D445^4  +    U$37*$D445^3   +    U$38*$D445^2    +    U$39*$D445   +    U$40>1,1,U$36*$D445^4  +    U$37*$D445^3   +    U$38*$D445^2    +    U$39*$D445   +    U$40))","v":0},{"$f":"IF(AU$16=0,0,IF(V$36*$D445^4  +    V$37*$D445^3   +    V$38*$D445^2    +    V$39*$D445   +    V$40>1,1,V$36*$D445^4  +    V$37*$D445^3   +    V$38*$D445^2    +    V$39*$D445   +    V$40))","v":0},{"$f":"IF(AV$16=0,0,IF(W$36*$D445^4  +    W$37*$D445^3   +    W$38*$D445^2    +    W$39*$D445   +    W$40>1,1,W$36*$D445^4  +    W$37*$D445^3   +    W$38*$D445^2    +    W$39*$D445   +    W$40))","v":0},{"$f":"IF(AW$16=0,0,IF(X$36*$D445^4  +    X$37*$D445^3   +    X$38*$D445^2    +    X$39*$D445   +    X$40>1,1,X$36*$D445^4  +    X$37*$D445^3   +    X$38*$D445^2    +    X$39*$D445   +    X$40))","v":0},null,3.9999999999999587,0,0,0,0,{"$f":"IF(AE$43<>0,INDEX(I$45:I$1045, MATCH($Z445*(AE$43/24), $D$45:$D$1045)), 0)","v":0},{"$f":"IF(AF$43<>0,INDEX(J$45:J$1045, MATCH($Z445*(AF$43/24), $D$45:$D$1045)), 0)","v":0},{"$f":"IF(AG$43<>0,INDEX(K$45:K$1045, MATCH($Z445*(AG$43/24), $D$45:$D$1045)), 0)","v":0},{"$f":"IF(AH$43<>0,INDEX(L$45:L$1045, MATCH($Z445*(AH$43/24), $D$45:$D$1045)), 0)","v":0},{"$f":"IF(AI$43<>0,INDEX(M$45:M$1045, MATCH($Z445*(AI$43/24), $D$45:$D$1045)), 0)","v":0},{"$f":"IF(AJ$43<>0,INDEX(N$45:N$1045, MATCH($Z445*(AJ$43/24), $D$45:$D$1045)), 0)","v":0},{"$f":"IF(AK$43<>0,INDEX(O$45:O$1045, MATCH($Z445*(AK$43/24), $D$45:$D$1045)), 0)","v":0},{"$f":"IF(AL$43<>0,INDEX(P$45:P$1045, MATCH($Z445*(AL$43/24), $D$45:$D$1045)), 0)","v":0},{"$f":"IF(AM$43<>0,INDEX(Q$45:Q$1045, MATCH($Z445*(AM$43/24), $D$45:$D$1045)), 0)","v":0},{"$f":"IF(AN$43<>0,INDEX(R$45:R$1045, MATCH($Z445*(AN$43/24), $D$45:$D$1045)), 0)","v":0},{"$f":"IF(AO$43<>0,INDEX(S$45:S$1045, MATCH($Z445*(AO$43/24), $D$45:$D$1045)), 0)","v":0},{"$f":"IF(AP$43<>0,INDEX(T$45:T$1045, MATCH($Z445*(AP$43/24), $D$45:$D$1045)), 0)","v":0},{"$f":"IF(AQ$43<>0,INDEX(U$45:U$1045, MATCH($Z445*(AQ$43/24), $D$45:$D$1045)), 0)","v":0},{"$f":"IF(AR$43<>0,INDEX(V$45:V$1045, MATCH($Z445*(AR$43/24), $D$45:$D$1045)), 0)","v":0},{"$f":"IF(AS$43<>0,INDEX(W$45:W$1045, MATCH($Z445*(AS$43/24), $D$45:$D$1045)), 0)","v":0},{"$f":"IF(AT$43<>0,INDEX(X$45:X$1045, MATCH($Z445*(AT$43/24), $D$45:$D$1045)), 0)","v":0}]
[null,null,null,4.0099999999999589,0.19411581889714136,0,0,0,0,0,0,0,0,0,0,0,0,0,0,0,0,0,0,0,null,4.0099999999999589,0,0,0,0,0,0,0,0,0,0,0,0,0,0,0,0,0,0,0,0]
[null,null,null,4.0199999999999587,0.19475307301408756,0,0,0,0,0,0,0,0,0,0,0,0,0,0,0,0,0,0,0,null,4.0199999999999587,0,0,0,0,0,0,0,0,0,0,0,0,0,0,0,0,0,0,0,0]
[null,null,null,4.0299999999999585,0.19539234144708426,0,0,0,0,0,0,0,0,0,0,0,0,0,0,0,0,0,0,0,null,4.0299999999999585,0,0,0,0,0,0,0,0,0,0,0,0,0,0,0,0,0,0,0,0]
[null,null,null,4.0399999999999583,0.1960336338485017,0,0,0,0,0,0,0,0,0,0,0,0,0,0,0,0,0,0,0,null,4.0399999999999583,0,0,0,0,0,0,0,0,0,0,0,0,0,0,0,0,0,0,0,0]
[null,null,null,4.0499999999999581,0.19667695989699216,0,0,0,0,0,0,0,0,0,0,0,0,0,0,0,0,0,0,0,null,4.0499999999999581,0,0,0,0,0,0,0,0,0,0,0,0,0,0,0,0,0,0,0,0]
[null,null,null,4.0599999999999579,0.19732232929749008,0,0,0,0,0,0,0,0,0,0,0,0,0,0,0,0,0,0,0,null,4.0599999999999579,0,0,0,0,0,0,0,0,0,0,0,0,0,0,0,0,0,0,0,0]
[null,null,null,4.0699999999999577,0.19796975178121193,0,0,0,0,0,0,0,0,0,0,0,0,0,0,0,0,0,0,0,null,4.0699999999999577,0,0,0,0,0,0,0,0,0,0,0,0,0,0,0,0,0,0,0,0]
[null,null,null,4.0799999999999574,0.19861923710565615,0,0,0,0,0,0,0,0,0,0,0,0,0,0,0,0,0,0,0,null,4.0799999999999574,0,0,0,0,0,0,0,0,0,0,0,0,0,0,0,0,0,0,0,0]
[null,null,null,4.0899999999999572,0.19927079505460346,0,0,0,0,0,0,0,0,0,0,0,0,0,0,0,0,0,0,0,null,4.0899999999999572,0,0,0,0,0,0,0,0,0,0,0,0,0,0,0,0,0,0,0,0]
[null,null,null,4.099999999999957,0.1999244354381165,0,0,0,0,0,0,0,0,0,0,0,0,0,0,0,0,0,0,0,null,4.099999999999957,0,0,0,0,0,0,0,0,0,0,0,0,0,0,0,0,0,0,0,0]
[null,null,null,4.1099999999999568,0.20058016809253998,0,0,0,0,0,0,0,0,0,0,0,0,0,0,0,0,0,0,0,null,4.1099999999999568,0,0,0,0,0,0,0,0,0,0,0,0,0,0,0,0,0,0,0,0]
[null,null,null,4.1199999999999566,0.20123800288050073,0,0,0,0,0,0,0,0,0,0,0,0,0,0,0,0,0,0,0,null,4.1199999999999566,0,0,0,0,0,0,0,0,0,0,0,0,0,0,0,0,0,0,0,0]
[null,null,null,4.1299999999999564,0.20189794969090763,0,0,0,0,0,0,0,0,0,0,0,0,0,0,0,0,0,0,0,null,4.1299999999999564,0,0,0,0,0,0,0,0,0,0,0,0,0,0,0,0,0,0,0,0]
[null,null,null,4.1399999999999562,0.20256001843895163,0,0,0,0,0,0,0,0,0,0,0,0,0,0,0,0,0,0,0,null,4.1399999999999562,0,0,0,0,0,0,0,0,0,0,0,0,0,0,0,0,0,0,0,0]
[null,null,null,4.1499999999999559,0.20322421906610577,0,0,0,0,0,0,0,0,0,0,0,0,0,0,0,0,0,0,0,null,4.1499999999999559,0,0,0,0,0,0,0,0,0,0,0,0,0,0,0,0,0,0,0,0]
[null,null,null,4.1599999999999557,0.20389056154012508,0,0,0,0,0,0,0,0,0,0,0,0,0,0,0,0,0,0,0,null,4.1599999999999557,0,0,0,0,0,0,0,0,0,0,0,0,0,0,0,0,0,0,0,0]
[null,null,null,4.1699999999999555,0.20455905585504686,0,0,0,0,0,0,0,0,0,0,0,0,0,0,0,0,0,0,0,null,4.1699999999999555,0,0,0,0,0,0,0,0,0,0,0,0,0,0,0,0,0,0,0,0]
[null,null,null,4.1799999999999553,0.20522971203119017,0,0,0,0,0,0,0,0,0,0,0,0,0,0,0,0,0,0,0,null,4.1799999999999553,0,0,0,0,0,0,0,0,0,0,0,0,0,0,0,0,0,0,0,0]
[null,null,null,4.1899999999999551,0.20590254011515641,0,0,0,0,0,0,0,0,0,0,0,0,0,0,0,0,0,0,0,null,4.1899999999999551,0,0,0,0,0,0,0,0,0,0,0,0,0,0,0,0,0,0,0,0]
[null,null,null,4.1999999999999549,0.20657755017982896,0,0,0,0,0,0,0,0,0,0,0,0,0,0,0,0,0,0,0,null,4.1999999999999549,0,0,0,0,0,0,0,0,0,0,0,0,0,0,0,0,0,0,0,0]
[null,null,null,4.2099999999999547,0.20725475232437321,0,0,0,0,0,0,0,0,0,0,0,0,0,0,0,0,0,0,0,null,4.2099999999999547,0,0,0,0,0,0,0,0,0,0,0,0,0,0,0,0,0,0,0,0]
[null,null,null,4.2199999999999545,0.20793415667423668,0,0,0,0,0,0,0,0,0,0,0,0,0,0,0,0,0,0,0,null,4.2199999999999545,0,0,0,0,0,0,0,0,0,0,0,0,0,0,0,0,0,0,0,0]
[null,null,null,4.2299999999999542,0.20861577338114898,0,0,0,0,0,0,0,0,0,0,0,0,0,0,0,0,0,0,0,null,4.2299999999999542,0,0,0,0,0,0,0,0,0,0,0,0,0,0,0,0,0,0,0,0]
[null,null,null,4.239999999999954,0.20929961262312172,0,0,0,0,0,0,0,0,0,0,0,0,0,0,0,0,0,0,0,null,4.239999999999954,0,0,0,0,0,0,0,0,0,0,0,0,0,0,0,0,0,0,0,0]
[null,null,null,4.2499999999999538,0.20998568460444864,0,0,0,0,0,0,0,0,0,0,0,0,0,0,0,0,0,0,0,null,4.2499999999999538,0,0,0,0,0,0,0,0,0,0,0,0,0,0,0,0,0,0,0,0]
[null,null,null,4.2599999999999536,0.21067399955570554,0,0,0,0,0,0,0,0,0,0,0,0,0,0,0,0,0,0,0,null,4.2599999999999536,0,0,0,0,0,0,0,0,0,0,0,0,0,0,0,0,0,0,0,0]
[null,null,null,4.2699999999999534,0.21136456773375023,0,0,0,0,0,0,0,0,0,0,0,0,0,0,0,0,0,0,0,null,4.2699999999999534,0,0,0,0,0,0,0,0,0,0,0,0,0,0,0,0,0,0,0,0]
[null,null,null,4.2799999999999532,0.21205739942172269,0,0,0,0,0,0,0,0,0,0,0,0,0,0,0,0,0,0,0,null,4.2799999999999532,0,0,0,0,0,0,0,0,0,0,0,0,0,0,0,0,0,0,0,0]
[null,null,null,4.289999999999953,0.21275250492904491,0,0,0,0,0,0,0,0,0,0,0,0,0,0,0,0,0,0,0,null,4.289999999999953,0,0,0,0,0,0,0,0,0,0,0,0,0,0,0,0,0,0,0,0]
[null,null,null,4.2999999999999527,0.21344989459142094,0,0,0,0,0,0,0,0,0,0,0,0,0,0,0,0,0,0,0,null,4.2999999999999527,0,0,0,0,0,0,0,0,0,0,0,0,0,0,0,0,0,0,0,0]
[null,null,null,4.3099999999999525,0.21414957877083696,0,0,0,0,0,0,0,0,0,0,0,0,0,0,0,0,0,0,0,null,4.3099999999999525,0,0,0,0,0,0,0,0,0,0,0,0,0,0,0,0,0,0,0,0]
[null,null,null,4.3199999999999523,0.21485156785556109,0,0,0,0,0,0,0,0,0,0,0,0,0,0,0,0,0,0,0,null,4.3199999999999523,0,0,0,0,0,0,0,0,0,0,0,0,0,0,0,0,0,0,0,0]
[null,null,null,4.3299999999999521,0.21555587226014367,0,0,0,0,0,0,0,0,0,0,0,0,0,0,0,0,0,0,0,null,4.3299999999999521,0,0,0,0,0,0,0,0,0,0,0,0,0,0,0,0,0,0,0,0]
[null,null,null,4.3399999999999519,0.21626250242541706,0,0,0,0,0,0,0,0,0,0,0,0,0,0,0,0,0,0,0,null,4.3399999999999519,0,0,0,0,0,0,0,0,0,0,0,0,0,0,0,0,0,0,0,0]
[null,null,null,4.3499999999999517,0.21697146881849561,0,0,0,0,0,0,0,0,0,0,0,0,0,0,0,0,0,0,0,null,4.3499999999999517,0,0,0,0,0,0,0,0,0,0,0,0,0,0,0,0,0,0,0,0]
[null,null,null,4.3599999999999515,0.21768278193277588,0,0,0,0,0,0,0,0,0,0,0,0,0,0,0,0,0,0,0,null,4.3599999999999515,0,0,0,0,0,0,0,0,0,0,0,0,0,0,0,0,0,0,0,0]
[null,null,null,4.3699999999999513,0.21839645228793636,0,0,0,0,0,0,0,0,0,0,0,0,0,0,0,0,0,0,0,null,4.3699999999999513,0,0,0,0,0,0,0,0,0,0,0,0,0,0,0,0,0,0,0,0]
[null,null,null,4.379999999999951,0.21911249042993772,0,0,0,0,0,0,0,0,0,0,0,0,0,0,0,0,0,0,0,null,4.379999999999951,0,0,0,0,0,0,0,0,0,0,0,0,0,0,0,0,0,0,0,0]
[null,null,null,4.3899999999999508,0.21983090693102267,0,0,0,0,0,0,0,0,0,0,0,0,0,0,0,0,0,0,0,null,4.3899999999999508,0,0,0,0,0,0,0,0,0,0,0,0,0,0,0,0,0,0,0,0]
[null,null,null,4.3999999999999506,0.22055171238971594,0,0,0,0,0,0,0,0,0,0,0,0,0,0,0,0,0,0,0,null,4.3999999999999506,0,0,0,0,0,0,0,0,0,0,0,0,0,0,0,0,0,0,0,0]
[null,null,null,4.4099999999999504,0.22127491743082434,0,0,0,0,0,0,0,0,0,0,0,0,0,0,0,0,0,0,0,null,4.4099999999999504,0,0,0,0,0,0,0,0,0,0,0,0,0,0,0,0,0,0,0,0]
[null,null,null,4.4199999999999502,0.22200053270543682,0,0,0,0,0,0,0,0,0,0,0,0,0,0,0,0,0,0,0,null,4.4199999999999502,0,0,0,0,0,0,0,0,0,0,0,0,0,0,0,0,0,0,0,0]
[null,null,null,4.42999999999995,0.22272856889092432,0,0,0,0,0,0,0,0,0,0,0,0,0,0,0,0,0,0,0,null,4.42999999999995,0,0,0,0,0,0,0,0,0,0,0,0,0,0,0,0,0,0,0,0]
[null,null,null,4.4399999999999498,0.22345903669093994,0,0,0,0,0,0,0,0,0,0,0,0,0,0,0,0,0,0,0,null,4.4399999999999498,0,0,0,0,0,0,0,0,0,0,0,0,0,0,0,0,0,0,0,0]
[null,null,null,4.4499999999999496,0.22419194683541874,0,0,0,0,0,0,0,0,0,0,0,0,0,0,0,0,0,0,0,null,4.4499999999999496,0,0,0,0,0,0,0,0,0,0,0,0,0,0,0,0,0,0,0,0]
[null,null,null,4.4599999999999493,0.22492731008057792,0,0,0,0,0,0,0,0,0,0,0,0,0,0,0,0,0,0,0,null,4.4599999999999493,0,0,0,0,0,0,0,0,0,0,0,0,0,0,0,0,0,0,0,0]
[null,null,null,4.4699999999999491,0.22566513720891671,0,0,0,0,0,0,0,0,0,0,0,0,0,0,0,0,0,0,0,null,4.4699999999999491,0,0,0,0,0,0,0,0,0,0,0,0,0,0,0,0,0,0,0,0]
[null,null,null,4.4799999999999489,0.22640543902921645,0,0,0,0,0,0,0,0,0,0,0,0,0,0,0,0,0,0,0,null,4.4799999999999489,0,0,0,0,0,0,0,0,0,0,0,0,0,0,0,0,0,0,0,0]
[null,null,null,{"$f":"D493+0.01","v":4.4899999999999487},{"$f":"IF(AD$16=0,0,IF(E$36*$D494^4  +    E$37*$D494^3   +    E$38*$D494^2    +    E$39*$D494   +    E$40>1,1,E$36*$D494^4  +    E$37*$D494^3   +    E$38*$D494^2    +    E$39*$D494   +    E$40))","v":0.22714822637654061},{"$f":"IF(AE$16=0,0,IF(F$36*$D494^4  +    F$37*$D494^3   +    F$38*$D494^2    +    F$39*$D494   +    F$40>1,1,F$36*$D494^4  +    F$37*$D494^3   +    F$38*$D494^2    +    F$39*$D494   +    F$40))","v":0},{"$f":"IF(AF$16=0,0,IF(G$36*$D494^4  +    G$37*$D494^3   +    G$38*$D494^2    +    G$39*$D494   +    G$40>1,1,G$36*$D494^4  +    G$37*$D494^3   +    G$38*$D494^2    +    G$39*$D494   +    G$40))","v":0},{"$f":"IF(AG$16=0,0,IF(H$36*$D494^4  +    H$37*$D494^3   +    H$38*$D494^2    +    H$39*$D494   +    H$40>1,1,H$36*$D494^4  +    H$37*$D494^3   +    H$38*$D494^2    +    H$39*$D494   +    H$40))","v":0},0,0,0,0,0,0,0,0,0,0,0,0,0,0,0,0,null,{"$f":"Z493+0.01","v":4.4899999999999487},{"$f":"IF(AA$43<>0,INDEX(E$45:E$1045, MATCH($Z494*(AA$43/24), $D$45:$D$1045)), 0)","v":0},{"$f":"IF(AB$43<>0,INDEX(F$45:F$1045, MATCH($Z494*(AB$43/24), $D$45:$D$1045)), 0)","v":0},{"$f":"IF(AC$43<>0,INDEX(G$45:G$1045, MATCH($Z494*(AC$43/24), $D$45:$D$1045)), 0)","v":0},{"$f":"IF(AD$43<>0,INDEX(H$45:H$1045, MATCH($Z494*(AD$43/24), $D$45:$D$1045)), 0)","v":0},0,0,0,0,0,0,0,0,0,0,0,0,0,0,0,0]
[null,null,null,4.4999999999999485,0.22789351011223452,0,0,0,0,0,0,0,0,0,0,0,0,0,0,0,0,0,0,0,null,4.4999999999999485,0,0,0,0,0,0,0,0,0,0,0,0,0,0,0,0,0,0,0,0]
[null,null,null,4.5099999999999483,0.22864130112392578,0,0,0,0,0,0,0,0,0,0,0,0,0,0,0,0,0,0,0,null,4.5099999999999483,0,0,0,0,0,0,0,0,0,0,0,0,0,0,0,0,0,0,0,0]
[null,null,null,4.5199999999999481,0.22939161032552399,0,0,0,0,0,0,0,0,0,0,0,0,0,0,0,0,0,0,0,null,4.5199999999999481,0,0,0,0,0,0,0,0,0,0,0,0,0,0,0,0,0,0,0,0]
[null,null,null,4.5299999999999478,0.23014444865722081,0,0,0,0,0,0,0,0,0,0,0,0,0,0,0,0,0,0,0,null,4.5299999999999478,0,0,0,0,0,0,0,0,0,0,0,0,0,0,0,0,0,0,0,0]
[null,null,null,4.5399999999999476,0.23089982708548995,0,0,0,0,0,0,0,0,0,0,0,0,0,0,0,0,0,0,0,null,4.5399999999999476,0,0,0,0,0,0,0,0,0,0,0,0,0,0,0,0,0,0,0,0]
[null,null,null,4.5499999999999474,0.23165775660308732,0,0,0,0,0,0,0,0,0,0,0,0,0,0,0,0,0,0,0,null,4.5499999999999474,0,0,0,0,0,0,0,0,0,0,0,0,0,0,0,0,0,0,0,0]
[null,null,null,4.5599999999999472,0.23241824822905069,0,0,0,0,0,0,0,0,0,0,0,0,0,0,0,0,0,0,0,null,4.5599999999999472,0,0,0,0,0,0,0,0,0,0,0,0,0,0,0,0,0,0,0,0]
[null,null,null,4.569999999999947,0.23318131300870004,0,0,0,0,0,0,0,0,0,0,0,0,0,0,0,0,0,0,0,null,4.569999999999947,0,0,0,0,0,0,0,0,0,0,0,0,0,0,0,0,0,0,0,0]
[null,null,null,4.5799999999999468,0.23394696201363746,0,0,0,0,0,0,0,0,0,0,0,0,0,0,0,0,0,0,0,null,4.5799999999999468,0,0,0,0,0,0,0,0,0,0,0,0,0,0,0,0,0,0,0,0]
[null,null,null,4.5899999999999466,0.23471520634174697,0,0,0,0,0,0,0,0,0,0,0,0,0,0,0,0,0,0,0,null,4.5899999999999466,0,0,0,0,0,0,0,0,0,0,0,0,0,0,0,0,0,0,0,0]
[null,null,null,4.5999999999999464,0.2354860571171947,0,0,0,0,0,0,0,0,0,0,0,0,0,0,0,0,0,0,0,null,4.5999999999999464,0,0,0,0,0,0,0,0,0,0,0,0,0,0,0,0,0,0,0,0]
[null,null,null,4.6099999999999461,0.23625952549042897,0,0,0,0,0,0,0,0,0,0,0,0,0,0,0,0,0,0,0,null,4.6099999999999461,0,0,0,0,0,0,0,0,0,0,0,0,0,0,0,0,0,0,0,0]
[null,null,null,4.6199999999999459,0.23703562263818001,0,0,0,0,0,0,0,0,0,0,0,0,0,0,0,0,0,0,0,null,4.6199999999999459,0,0,0,0,0,0,0,0,0,0,0,0,0,0,0,0,0,0,0,0]
[null,null,null,4.6299999999999457,0.23781435976346019,0,0,0,0,0,0,0,0,0,0,0,0,0,0,0,0,0,0,0,null,4.6299999999999457,0,0,0,0,0,0,0,0,0,0,0,0,0,0,0,0,0,0,0,0]
[null,null,null,4.6399999999999455,0.238595748095564,0,0,0,{"$f":"IF(AH$16=0,0,IF(I$36*$D509^4  +    I$37*$D509^3   +    I$38*$D509^2    +    I$39*$D509   +    I$40>1,1,I$36*$D509^4  +    I$37*$D509^3   +    I$38*$D509^2    +    I$39*$D509   +    I$40))","v":0},{"$f":"IF(AI$16=0,0,IF(J$36*$D509^4  +    J$37*$D509^3   +    J$38*$D509^2    +    J$39*$D509   +    J$40>1,1,J$36*$D509^4  +    J$37*$D509^3   +    J$38*$D509^2    +    J$39*$D509   +    J$40))","v":0},{"$f":"IF(AJ$16=0,0,IF(K$36*$D509^4  +    K$37*$D509^3   +    K$38*$D509^2    +    K$39*$D509   +    K$40>1,1,K$36*$D509^4  +    K$37*$D509^3   +    K$38*$D509^2    +    K$39*$D509   +    K$40))","v":0},{"$f":"IF(AK$16=0,0,IF(L$36*$D509^4  +    L$37*$D509^3   +    L$38*$D509^2    +    L$39*$D509   +    L$40>1,1,L$36*$D509^4  +    L$37*$D509^3   +    L$38*$D509^2    +    L$39*$D509   +    L$40))","v":0},{"$f":"IF(AL$16=0,0,IF(M$36*$D509^4  +    M$37*$D509^3   +    M$38*$D509^2    +    M$39*$D509   +    M$40>1,1,M$36*$D509^4  +    M$37*$D509^3   +    M$38*$D509^2    +    M$39*$D509   +    M$40))","v":0},{"$f":"IF(AM$16=0,0,IF(N$36*$D509^4  +    N$37*$D509^3   +    N$38*$D509^2    +    N$39*$D509   +    N$40>1,1,N$36*$D509^4  +    N$37*$D509^3   +    N$38*$D509^2    +    N$39*$D509   +    N$40))","v":0},{"$f":"IF(AN$16=0,0,IF(O$36*$D509^4  +    O$37*$D509^3   +    O$38*$D509^2    +    O$39*$D509   +    O$40>1,1,O$36*$D509^4  +    O$37*$D509^3   +    O$38*$D509^2    +    O$39*$D509   +    O$40))","v":0},{"$f":"IF(AO$16=0,0,IF(P$36*$D509^4  +    P$37*$D509^3   +    P$38*$D509^2    +    P$39*$D509   +    P$40>1,1,P$36*$D509^4  +    P$37*$D509^3   +    P$38*$D509^2    +    P$39*$D509   +    P$40))","v":0},{"$f":"IF(AP$16=0,0,IF(Q$36*$D509^4  +    Q$37*$D509^3   +    Q$38*$D509^2    +    Q$39*$D509   +    Q$40>1,1,Q$36*$D509^4  +    Q$37*$D509^3   +    Q$38*$D509^2    +    Q$39*$D509   +    Q$40))","v":0},{"$f":"IF(AQ$16=0,0,IF(R$36*$D509^4  +    R$37*$D509^3   +    R$38*$D509^2    +    R$39*$D509   +    R$40>1,1,R$36*$D509^4  +    R$37*$D509^3   +    R$38*$D509^2    +    R$39*$D509   +    R$40))","v":0},{"$f":"IF(AR$16=0,0,IF(S$36*$D509^4  +    S$37*$D509^3   +    S$38*$D509^2    +    S$39*$D509   +    S$40>1,1,S$36*$D509^4  +    S$37*$D509^3   +    S$38*$D509^2    +    S$39*$D509   +    S$40))","v":0},{"$f":"IF(AS$16=0,0,IF(T$36*$D509^4  +    T$37*$D509^3   +    T$38*$D509^2    +    T$39*$D509   +    T$40>1,1,T$36*$D509^4  +    T$37*$D509^3   +    T$38*$D509^2    +    T$39*$D509   +    T$40))","v":0},{"$f":"IF(AT$16=0,0,IF(U$36*$D509^4  +    U$37*$D509^3   +    U$38*$D509^2    +    U$39*$D509   +    U$40>1,1,U$36*$D509^4  +    U$37*$D509^3   +    U$38*$D509^2    +    U$39*$D509   +    U$40))","v":0},{"$f":"IF(AU$16=0,0,IF(V$36*$D509^4  +    V$37*$D509^3   +    V$38*$D509^2    +    V$39*$D509   +    V$40>1,1,V$36*$D509^4  +    V$37*$D509^3   +    V$38*$D509^2    +    V$39*$D509   +    V$40))","v":0},{"$f":"IF(AV$16=0,0,IF(W$36*$D509^4  +    W$37*$D509^3   +    W$38*$D509^2    +    W$39*$D509   +    W$40>1,1,W$36*$D509^4  +    W$37*$D509^3   +    W$38*$D509^2    +    W$39*$D509   +    W$40))","v":0},{"$f":"IF(AW$16=0,0,IF(X$36*$D509^4  +    X$37*$D509^3   +    X$38*$D509^2    +    X$39*$D509   +    X$40>1,1,X$36*$D509^4  +    X$37*$D509^3   +    X$38*$D509^2    +    X$39*$D509   +    X$40))","v":0},null,4.6399999999999455,0,0,0,0,{"$f":"IF(AE$43<>0,INDEX(I$45:I$1045, MATCH($Z509*(AE$43/24), $D$45:$D$1045)), 0)","v":0},{"$f":"IF(AF$43<>0,INDEX(J$45:J$1045, MATCH($Z509*(AF$43/24), $D$45:$D$1045)), 0)","v":0},{"$f":"IF(AG$43<>0,INDEX(K$45:K$1045, MATCH($Z509*(AG$43/24), $D$45:$D$1045)), 0)","v":0},{"$f":"IF(AH$43<>0,INDEX(L$45:L$1045, MATCH($Z509*(AH$43/24), $D$45:$D$1045)), 0)","v":0},{"$f":"IF(AI$43<>0,INDEX(M$45:M$1045, MATCH($Z509*(AI$43/24), $D$45:$D$1045)), 0)","v":0},{"$f":"IF(AJ$43<>0,INDEX(N$45:N$1045, MATCH($Z509*(AJ$43/24), $D$45:$D$1045)), 0)","v":0},{"$f":"IF(AK$43<>0,INDEX(O$45:O$1045, MATCH($Z509*(AK$43/24), $D$45:$D$1045)), 0)","v":0},{"$f":"IF(AL$43<>0,INDEX(P$45:P$1045, MATCH($Z509*(AL$43/24), $D$45:$D$1045)), 0)","v":0},{"$f":"IF(AM$43<>0,INDEX(Q$45:Q$1045, MATCH($Z509*(AM$43/24), $D$45:$D$1045)), 0)","v":0},{"$f":"IF(AN$43<>0,INDEX(R$45:R$1045, MATCH($Z509*(AN$43/24), $D$45:$D$1045)), 0)","v":0},{"$f":"IF(AO$43<>0,INDEX(S$45:S$1045, MATCH($Z509*(AO$43/24), $D$45:$D$1045)), 0)","v":0},{"$f":"IF(AP$43<>0,INDEX(T$45:T$1045, MATCH($Z509*(AP$43/24), $D$45:$D$1045)), 0)","v":0},{"$f":"IF(AQ$43<>0,INDEX(U$45:U$1045, MATCH($Z509*(AQ$43/24), $D$45:$D$1045)), 0)","v":0},{"$f":"IF(AR$43<>0,INDEX(V$45:V$1045, MATCH($Z509*(AR$43/24), $D$45:$D$1045)), 0)","v":0},{"$f":"IF(AS$43<>0,INDEX(W$45:W$1045, MATCH($Z509*(AS$43/24), $D$45:$D$1045)), 0)","v":0},{"$f":"IF(AT$43<>0,INDEX(X$45:X$1045, MATCH($Z509*(AT$43/24), $D$45:$D$1045)), 0)","v":0}]
[null,null,null,4.6499999999999453,0.23937979889006791,0,0,0,0,0,0,0,0,0,0,0,0,0,0,0,0,0,0,0,null,4.6499999999999453,0,0,0,0,0,0,0,0,0,0,0,0,0,0,0,0,0,0,0,0]
[null,null,null,4.6599999999999451,0.24016652342883049,0,0,0,0,0,0,0,0,0,0,0,0,0,0,0,0,0,0,0,null,4.6599999999999451,0,0,0,0,0,0,0,0,0,0,0,0,0,0,0,0,0,0,0,0]
[null,null,null,4.6699999999999449,0.24095593301999241,0,0,0,0,0,0,0,0,0,0,0,0,0,0,0,0,0,0,0,null,4.6699999999999449,0,0,0,0,0,0,0,0,0,0,0,0,0,0,0,0,0,0,0,0]
[null,null,null,4.6799999999999446,0.24174803899797637,0,0,0,0,0,0,0,0,0,0,0,0,0,0,0,0,0,0,0,null,4.6799999999999446,0,0,0,0,0,0,0,0,0,0,0,0,0,0,0,0,0,0,0,0]
[null,null,null,4.6899999999999444,0.24254285272348719,0,0,0,0,0,0,0,0,0,0,0,0,0,0,0,0,0,0,0,null,4.6899999999999444,0,0,0,0,0,0,0,0,0,0,0,0,0,0,0,0,0,0,0,0]
[null,null,null,4.6999999999999442,0.24334038558351165,0,0,0,0,0,0,0,0,0,0,0,0,0,0,0,0,0,0,0,null,4.6999999999999442,0,0,0,0,0,0,0,0,0,0,0,0,0,0,0,0,0,0,0,0]
[null,null,null,4.709999999999944,0.24414064899131876,0,0,0,0,0,0,0,0,0,0,0,0,0,0,0,0,0,0,0,null,4.709999999999944,0,0,0,0,0,0,0,0,0,0,0,0,0,0,0,0,0,0,0,0]
[null,null,null,4.7199999999999438,0.24494365438645949,0,0,0,0,0,0,0,0,0,0,0,0,0,0,0,0,0,0,0,null,4.7199999999999438,0,0,0,0,0,0,0,0,0,0,0,0,0,0,0,0,0,0,0,0]
[null,null,null,4.7299999999999436,0.24574941323476687,0,0,0,0,0,0,0,0,0,0,0,0,0,0,0,0,0,0,0,null,4.7299999999999436,0,0,0,0,0,0,0,0,0,0,0,0,0,0,0,0,0,0,0,0]
[null,null,null,4.7399999999999434,0.2465579370283561,0,0,0,0,0,0,0,0,0,0,0,0,0,0,0,0,0,0,0,null,4.7399999999999434,0,0,0,0,0,0,0,0,0,0,0,0,0,0,0,0,0,0,0,0]
[null,null,null,4.7499999999999432,0.24736923728562432,0,0,0,0,0,0,0,0,0,0,0,0,0,0,0,0,0,0,0,null,4.7499999999999432,0,0,0,0,0,0,0,0,0,0,0,0,0,0,0,0,0,0,0,0]
[null,null,null,4.7599999999999429,0.24818332555125083,0,0,0,0,0,0,0,0,0,0,0,0,0,0,0,0,0,0,0,null,4.7599999999999429,0,0,0,0,0,0,0,0,0,0,0,0,0,0,0,0,0,0,0,0]
[null,null,null,4.7699999999999427,0.24900021339619705,0,0,0,0,0,0,0,0,0,0,0,0,0,0,0,0,0,0,0,null,4.7699999999999427,0,0,0,0,0,0,0,0,0,0,0,0,0,0,0,0,0,0,0,0]
[null,null,null,4.7799999999999425,0.24981991241770624,0,0,0,0,0,0,0,0,0,0,0,0,0,0,0,0,0,0,0,null,4.7799999999999425,0,0,0,0,0,0,0,0,0,0,0,0,0,0,0,0,0,0,0,0]
[null,null,null,4.7899999999999423,0.25064243423930399,0,0,0,0,0,0,0,0,0,0,0,0,0,0,0,0,0,0,0,null,4.7899999999999423,0,0,0,0,0,0,0,0,0,0,0,0,0,0,0,0,0,0,0,0]
[null,null,null,4.7999999999999421,0.25146779051079782,0,0,0,0,0,0,0,0,0,0,0,0,0,0,0,0,0,0,0,null,4.7999999999999421,0,0,0,0,0,0,0,0,0,0,0,0,0,0,0,0,0,0,0,0]
[null,null,null,4.8099999999999419,0.25229599290827737,0,0,0,0,0,0,0,0,0,0,0,0,0,0,0,0,0,0,0,null,4.8099999999999419,0,0,0,0,0,0,0,0,0,0,0,0,0,0,0,0,0,0,0,0]
[null,null,null,4.8199999999999417,0.25312705313411432,0,0,0,0,0,0,0,0,0,0,0,0,0,0,0,0,0,0,0,null,4.8199999999999417,0,0,0,0,0,0,0,0,0,0,0,0,0,0,0,0,0,0,0,0]
[null,null,null,4.8299999999999415,0.25396098291696245,0,0,0,0,0,0,0,0,0,0,0,0,0,0,0,0,0,0,0,null,4.8299999999999415,0,0,0,0,0,0,0,0,0,0,0,0,0,0,0,0,0,0,0,0]
[null,null,null,4.8399999999999412,0.25479779401175762,0,0,0,0,0,0,0,0,0,0,0,0,0,0,0,0,0,0,0,null,4.8399999999999412,0,0,0,0,0,0,0,0,0,0,0,0,0,0,0,0,0,0,0,0]
[null,null,null,4.849999999999941,0.25563749819971765,0,0,0,0,0,0,0,0,0,0,0,0,0,0,0,0,0,0,0,null,4.849999999999941,0,0,0,0,0,0,0,0,0,0,0,0,0,0,0,0,0,0,0,0]
[null,null,null,4.8599999999999408,0.25648010728834258,0,0,0,0,0,0,0,0,0,0,0,0,0,0,0,0,0,0,0,null,4.8599999999999408,0,0,0,0,0,0,0,0,0,0,0,0,0,0,0,0,0,0,0,0]
[null,null,null,4.8699999999999406,0.25732563311141438,0,0,0,0,0,0,0,0,0,0,0,0,0,0,0,0,0,0,0,null,4.8699999999999406,0,0,0,0,0,0,0,0,0,0,0,0,0,0,0,0,0,0,0,0]
[null,null,null,4.8799999999999404,0.25817408752899723,0,0,0,0,0,0,0,0,0,0,0,0,0,0,0,0,0,0,0,null,4.8799999999999404,0,0,0,0,0,0,0,0,0,0,0,0,0,0,0,0,0,0,0,0]
[null,null,null,4.8899999999999402,0.25902548242743734,0,0,0,0,0,0,0,0,0,0,0,0,0,0,0,0,0,0,0,null,4.8899999999999402,0,0,0,0,0,0,0,0,0,0,0,0,0,0,0,0,0,0,0,0]
[null,null,null,4.89999999999994,0.25987982971936285,0,0,0,0,0,0,0,0,0,0,0,0,0,0,0,0,0,0,0,null,4.89999999999994,0,0,0,0,0,0,0,0,0,0,0,0,0,0,0,0,0,0,0,0]
[null,null,null,4.9099999999999397,0.2607371413436842,0,0,0,0,0,0,0,0,0,0,0,0,0,0,0,0,0,0,0,null,4.9099999999999397,0,0,0,0,0,0,0,0,0,0,0,0,0,0,0,0,0,0,0,0]
[null,null,null,4.9199999999999395,0.26159742926559365,0,0,0,0,0,0,0,0,0,0,0,0,0,0,0,0,0,0,0,null,4.9199999999999395,0,0,0,0,0,0,0,0,0,0,0,0,0,0,0,0,0,0,0,0]
[null,null,null,4.9299999999999393,0.2624607054765658,0,0,0,0,0,0,0,0,0,0,0,0,0,0,0,0,0,0,0,null,4.9299999999999393,0,0,0,0,0,0,0,0,0,0,0,0,0,0,0,0,0,0,0,0]
[null,null,null,4.9399999999999391,0.26332698199435711,0,0,0,0,0,0,0,0,0,0,0,0,0,0,0,0,0,0,0,null,4.9399999999999391,0,0,0,0,0,0,0,0,0,0,0,0,0,0,0,0,0,0,0,0]
[null,null,null,4.9499999999999389,0.26419627086300612,0,0,0,0,0,0,0,0,0,0,0,0,0,0,0,0,0,0,0,null,4.9499999999999389,0,0,0,0,0,0,0,0,0,0,0,0,0,0,0,0,0,0,0,0]
[null,null,null,4.9599999999999387,0.26506858415283363,0,0,0,0,0,0,0,0,0,0,0,0,0,0,0,0,0,0,0,null,4.9599999999999387,0,0,0,0,0,0,0,0,0,0,0,0,0,0,0,0,0,0,0,0]
[null,null,null,4.9699999999999385,0.2659439339604423,0,0,0,0,0,0,0,0,0,0,0,0,0,0,0,0,0,0,0,null,4.9699999999999385,0,0,0,0,0,0,0,0,0,0,0,0,0,0,0,0,0,0,0,0]
[null,null,null,4.9799999999999383,0.26682233240871689,0,0,0,0,0,0,0,0,0,0,0,0,0,0,0,0,0,0,0,null,4.9799999999999383,0,0,0,0,0,0,0,0,0,0,0,0,0,0,0,0,0,0,0,0]
[null,null,null,4.989999999999938,0.2677037916468244,0,0,0,0,0,0,0,0,0,0,0,0,0,0,0,0,0,0,0,null,4.989999999999938,0,0,0,0,0,0,0,0,0,0,0,0,0,0,0,0,0,0,0,0]
[null,null,null,4.9999999999999378,0.26858832385021369,0,0,0,0,0,0,0,0,0,0,0,0,0,0,0,0,0,0,0,null,4.9999999999999378,0,0,0,0,0,0,0,0,0,0,0,0,0,0,0,0,0,0,0,0]
[null,null,null,5.0099999999999376,0.26947594122061586,0,0,0,0,0,0,0,0,0,0,0,0,0,0,0,0,0,0,0,null,5.0099999999999376,0,0,0,0,0,0,0,0,0,0,0,0,0,0,0,0,0,0,0,0]
[null,null,null,5.0199999999999374,0.27036665598604387,0,0,0,0,0,0,0,0,0,0,0,0,0,0,0,0,0,0,0,null,5.0199999999999374,0,0,0,0,0,0,0,0,0,0,0,0,0,0,0,0,0,0,0,0]
[null,null,null,5.0299999999999372,0.27126048040079304,0,0,0,0,0,0,0,0,0,0,0,0,0,0,0,0,0,0,0,null,5.0299999999999372,0,0,0,0,0,0,0,0,0,0,0,0,0,0,0,0,0,0,0,0]
[null,null,null,5.039999999999937,0.27215742674544041,0,0,0,0,0,0,0,0,0,0,0,0,0,0,0,0,0,0,0,null,5.039999999999937,0,0,0,0,0,0,0,0,0,0,0,0,0,0,0,0,0,0,0,0]
[null,null,null,5.0499999999999368,0.27305750732684542,0,0,0,0,0,0,0,0,0,0,0,0,0,0,0,0,0,0,0,null,5.0499999999999368,0,0,0,0,0,0,0,0,0,0,0,0,0,0,0,0,0,0,0,0]
[null,null,null,5.0599999999999365,0.27396073447814939,0,0,0,0,0,0,0,0,0,0,0,0,0,0,0,0,0,0,0,null,5.0599999999999365,0,0,0,0,0,0,0,0,0,0,0,0,0,0,0,0,0,0,0,0]
[null,null,null,5.0699999999999363,0.27486712055877571,0,0,0,0,0,0,0,0,0,0,0,0,0,0,0,0,0,0,0,null,5.0699999999999363,0,0,0,0,0,0,0,0,0,0,0,0,0,0,0,0,0,0,0,0]
[null,null,null,5.0799999999999361,0.27577667795442995,0,0,0,0,0,0,0,0,0,0,0,0,0,0,0,0,0,0,0,null,5.0799999999999361,0,0,0,0,0,0,0,0,0,0,0,0,0,0,0,0,0,0,0,0]
[null,null,null,5.0899999999999359,0.27668941907709971,0,0,0,0,0,0,0,0,0,0,0,0,0,0,0,0,0,0,0,null,5.0899999999999359,0,0,0,0,0,0,0,0,0,0,0,0,0,0,0,0,0,0,0,0]
[null,null,null,5.0999999999999357,0.27760535636505457,0,0,0,0,0,0,0,0,0,0,0,0,0,0,0,0,0,0,0,null,5.0999999999999357,0,0,0,0,0,0,0,0,0,0,0,0,0,0,0,0,0,0,0,0]
[null,null,null,5.1099999999999355,0.27852450228284625,0,0,0,0,0,0,0,0,0,0,0,0,0,0,0,0,0,0,0,null,5.1099999999999355,0,0,0,0,0,0,0,0,0,0,0,0,0,0,0,0,0,0,0,0]
[null,null,null,5.1199999999999353,0.27944686932130863,0,0,0,0,0,0,0,0,0,0,0,0,0,0,0,0,0,0,0,null,5.1199999999999353,0,0,0,0,0,0,0,0,0,0,0,0,0,0,0,0,0,0,0,0]
[null,null,null,{"$f":"D557+0.01","v":5.1299999999999351},{"$f":"IF(AD$16=0,0,IF(E$36*$D558^4  +    E$37*$D558^3   +    E$38*$D558^2    +    E$39*$D558   +    E$40>1,1,E$36*$D558^4  +    E$37*$D558^3   +    E$38*$D558^2    +    E$39*$D558   +    E$40))","v":0.28037246999755744},{"$f":"IF(AE$16=0,0,IF(F$36*$D558^4  +    F$37*$D558^3   +    F$38*$D558^2    +    F$39*$D558   +    F$40>1,1,F$36*$D558^4  +    F$37*$D558^3   +    F$38*$D558^2    +    F$39*$D558   +    F$40))","v":0},{"$f":"IF(AF$16=0,0,IF(G$36*$D558^4  +    G$37*$D558^3   +    G$38*$D558^2    +    G$39*$D558   +    G$40>1,1,G$36*$D558^4  +    G$37*$D558^3   +    G$38*$D558^2    +    G$39*$D558   +    G$40))","v":0},{"$f":"IF(AG$16=0,0,IF(H$36*$D558^4  +    H$37*$D558^3   +    H$38*$D558^2    +    H$39*$D558   +    H$40>1,1,H$36*$D558^4  +    H$37*$D558^3   +    H$38*$D558^2    +    H$39*$D558   +    H$40))","v":0},0,0,0,0,0,0,0,0,0,0,0,0,0,0,0,0,null,{"$f":"Z557+0.01","v":5.1299999999999351},{"$f":"IF(AA$43<>0,INDEX(E$45:E$1045, MATCH($Z558*(AA$43/24), $D$45:$D$1045)), 0)","v":0},{"$f":"IF(AB$43<>0,INDEX(F$45:F$1045, MATCH($Z558*(AB$43/24), $D$45:$D$1045)), 0)","v":0},{"$f":"IF(AC$43<>0,INDEX(G$45:G$1045, MATCH($Z558*(AC$43/24), $D$45:$D$1045)), 0)","v":0},{"$f":"IF(AD$43<>0,INDEX(H$45:H$1045, MATCH($Z558*(AD$43/24), $D$45:$D$1045)), 0)","v":0},0,0,0,0,0,0,0,0,0,0,0,0,0,0,0,0]
[null,null,null,5.1399999999999348,0.28130131685499066,0,0,0,0,0,0,0,0,0,0,0,0,0,0,0,0,0,0,0,null,5.1399999999999348,0,0,0,0,0,0,0,0,0,0,0,0,0,0,0,0,0,0,0,0]
[null,null,null,5.1499999999999346,0.2822334224632882,0,0,0,0,0,0,0,0,0,0,0,0,0,0,0,0,0,0,0,null,5.1499999999999346,0,0,0,0,0,0,0,0,0,0,0,0,0,0,0,0,0,0,0,0]
[null,null,null,5.1599999999999344,0.28316879941841228,0,0,0,0,0,0,0,0,0,0,0,0,0,0,0,0,0,0,0,null,5.1599999999999344,0,0,0,0,0,0,0,0,0,0,0,0,0,0,0,0,0,0,0,0]
[null,null,null,5.1699999999999342,0.28410746034260698,0,0,0,0,0,0,0,0,0,0,0,0,0,0,0,0,0,0,0,null,5.1699999999999342,0,0,0,0,0,0,0,0,0,0,0,0,0,0,0,0,0,0,0,0]
[null,null,null,5.179999999999934,0.28504941788439841,0,0,0,0,0,0,0,0,0,0,0,0,0,0,0,0,0,0,0,null,5.179999999999934,0,0,0,0,0,0,0,0,0,0,0,0,0,0,0,0,0,0,0,0]
[null,null,null,5.1899999999999338,0.28599468471859496,0,0,0,0,0,0,0,0,0,0,0,0,0,0,0,0,0,0,0,null,5.1899999999999338,0,0,0,0,0,0,0,0,0,0,0,0,0,0,0,0,0,0,0,0]
[null,null,null,5.1999999999999336,0.2869432735462869,0,0,0,0,0,0,0,0,0,0,0,0,0,0,0,0,0,0,0,null,5.1999999999999336,0,0,0,0,0,0,0,0,0,0,0,0,0,0,0,0,0,0,0,0]
[null,null,null,5.2099999999999334,0.28789519709484668,0,0,0,0,0,0,0,0,0,0,0,0,0,0,0,0,0,0,0,null,5.2099999999999334,0,0,0,0,0,0,0,0,0,0,0,0,0,0,0,0,0,0,0,0]
[null,null,null,5.2199999999999331,0.28885046811792875,0,0,0,0,0,0,0,0,0,0,0,0,0,0,0,0,0,0,0,null,5.2199999999999331,0,0,0,0,0,0,0,0,0,0,0,0,0,0,0,0,0,0,0,0]
[null,null,null,5.2299999999999329,0.28980909939546967,0,0,0,0,0,0,0,0,0,0,0,0,0,0,0,0,0,0,0,null,5.2299999999999329,0,0,0,0,0,0,0,0,0,0,0,0,0,0,0,0,0,0,0,0]
[null,null,null,5.2399999999999327,0.29077110373368814,0,0,0,0,0,0,0,0,0,0,0,0,0,0,0,0,0,0,0,null,5.2399999999999327,0,0,0,0,0,0,0,0,0,0,0,0,0,0,0,0,0,0,0,0]
[null,null,null,5.2499999999999325,0.29173649396508466,0,0,0,0,0,0,0,0,0,0,0,0,0,0,0,0,0,0,0,null,5.2499999999999325,0,0,0,0,0,0,0,0,0,0,0,0,0,0,0,0,0,0,0,0]
[null,null,null,5.2599999999999323,0.29270528294844222,0,0,0,0,0,0,0,0,0,0,0,0,0,0,0,0,0,0,0,null,5.2599999999999323,0,0,0,0,0,0,0,0,0,0,0,0,0,0,0,0,0,0,0,0]
[null,null,null,5.2699999999999321,0.2936774835688255,0,0,0,0,0,0,0,0,0,0,0,0,0,0,0,0,0,0,0,null,5.2699999999999321,0,0,0,0,0,0,0,0,0,0,0,0,0,0,0,0,0,0,0,0]
[null,null,null,5.2799999999999319,0.29465310873758149,0,0,0,{"$f":"IF(AH$16=0,0,IF(I$36*$D573^4  +    I$37*$D573^3   +    I$38*$D573^2    +    I$39*$D573   +    I$40>1,1,I$36*$D573^4  +    I$37*$D573^3   +    I$38*$D573^2    +    I$39*$D573   +    I$40))","v":0},{"$f":"IF(AI$16=0,0,IF(J$36*$D573^4  +    J$37*$D573^3   +    J$38*$D573^2    +    J$39*$D573   +    J$40>1,1,J$36*$D573^4  +    J$37*$D573^3   +    J$38*$D573^2    +    J$39*$D573   +    J$40))","v":0},{"$f":"IF(AJ$16=0,0,IF(K$36*$D573^4  +    K$37*$D573^3   +    K$38*$D573^2    +    K$39*$D573   +    K$40>1,1,K$36*$D573^4  +    K$37*$D573^3   +    K$38*$D573^2    +    K$39*$D573   +    K$40))","v":0},{"$f":"IF(AK$16=0,0,IF(L$36*$D573^4  +    L$37*$D573^3   +    L$38*$D573^2    +    L$39*$D573   +    L$40>1,1,L$36*$D573^4  +    L$37*$D573^3   +    L$38*$D573^2    +    L$39*$D573   +    L$40))","v":0},{"$f":"IF(AL$16=0,0,IF(M$36*$D573^4  +    M$37*$D573^3   +    M$38*$D573^2    +    M$39*$D573   +    M$40>1,1,M$36*$D573^4  +    M$37*$D573^3   +    M$38*$D573^2    +    M$39*$D573   +    M$40))","v":0},{"$f":"IF(AM$16=0,0,IF(N$36*$D573^4  +    N$37*$D573^3   +    N$38*$D573^2    +    N$39*$D573   +    N$40>1,1,N$36*$D573^4  +    N$37*$D573^3   +    N$38*$D573^2    +    N$39*$D573   +    N$40))","v":0},{"$f":"IF(AN$16=0,0,IF(O$36*$D573^4  +    O$37*$D573^3   +    O$38*$D573^2    +    O$39*$D573   +    O$40>1,1,O$36*$D573^4  +    O$37*$D573^3   +    O$38*$D573^2    +    O$39*$D573   +    O$40))","v":0},{"$f":"IF(AO$16=0,0,IF(P$36*$D573^4  +    P$37*$D573^3   +    P$38*$D573^2    +    P$39*$D573   +    P$40>1,1,P$36*$D573^4  +    P$37*$D573^3   +    P$38*$D573^2    +    P$39*$D573   +    P$40))","v":0},{"$f":"IF(AP$16=0,0,IF(Q$36*$D573^4  +    Q$37*$D573^3   +    Q$38*$D573^2    +    Q$39*$D573   +    Q$40>1,1,Q$36*$D573^4  +    Q$37*$D573^3   +    Q$38*$D573^2    +    Q$39*$D573   +    Q$40))","v":0},{"$f":"IF(AQ$16=0,0,IF(R$36*$D573^4  +    R$37*$D573^3   +    R$38*$D573^2    +    R$39*$D573   +    R$40>1,1,R$36*$D573^4  +    R$37*$D573^3   +    R$38*$D573^2    +    R$39*$D573   +    R$40))","v":0},{"$f":"IF(AR$16=0,0,IF(S$36*$D573^4  +    S$37*$D573^3   +    S$38*$D573^2    +    S$39*$D573   +    S$40>1,1,S$36*$D573^4  +    S$37*$D573^3   +    S$38*$D573^2    +    S$39*$D573   +    S$40))","v":0},{"$f":"IF(AS$16=0,0,IF(T$36*$D573^4  +    T$37*$D573^3   +    T$38*$D573^2    +    T$39*$D573   +    T$40>1,1,T$36*$D573^4  +    T$37*$D573^3   +    T$38*$D573^2    +    T$39*$D573   +    T$40))","v":0},{"$f":"IF(AT$16=0,0,IF(U$36*$D573^4  +    U$37*$D573^3   +    U$38*$D573^2    +    U$39*$D573   +    U$40>1,1,U$36*$D573^4  +    U$37*$D573^3   +    U$38*$D573^2    +    U$39*$D573   +    U$40))","v":0},{"$f":"IF(AU$16=0,0,IF(V$36*$D573^4  +    V$37*$D573^3   +    V$38*$D573^2    +    V$39*$D573   +    V$40>1,1,V$36*$D573^4  +    V$37*$D573^3   +    V$38*$D573^2    +    V$39*$D573   +    V$40))","v":0},{"$f":"IF(AV$16=0,0,IF(W$36*$D573^4  +    W$37*$D573^3   +    W$38*$D573^2    +    W$39*$D573   +    W$40>1,1,W$36*$D573^4  +    W$37*$D573^3   +    W$38*$D573^2    +    W$39*$D573   +    W$40))","v":0},{"$f":"IF(AW$16=0,0,IF(X$36*$D573^4  +    X$37*$D573^3   +    X$38*$D573^2    +    X$39*$D573   +    X$40>1,1,X$36*$D573^4  +    X$37*$D573^3   +    X$38*$D573^2    +    X$39*$D573   +    X$40))","v":0},null,5.2799999999999319,0,0,0,0,{"$f":"IF(AE$43<>0,INDEX(I$45:I$1045, MATCH($Z573*(AE$43/24), $D$45:$D$1045)), 0)","v":0},{"$f":"IF(AF$43<>0,INDEX(J$45:J$1045, MATCH($Z573*(AF$43/24), $D$45:$D$1045)), 0)","v":0},{"$f":"IF(AG$43<>0,INDEX(K$45:K$1045, MATCH($Z573*(AG$43/24), $D$45:$D$1045)), 0)","v":0},{"$f":"IF(AH$43<>0,INDEX(L$45:L$1045, MATCH($Z573*(AH$43/24), $D$45:$D$1045)), 0)","v":0},{"$f":"IF(AI$43<>0,INDEX(M$45:M$1045, MATCH($Z573*(AI$43/24), $D$45:$D$1045)), 0)","v":0},{"$f":"IF(AJ$43<>0,INDEX(N$45:N$1045, MATCH($Z573*(AJ$43/24), $D$45:$D$1045)), 0)","v":0},{"$f":"IF(AK$43<>0,INDEX(O$45:O$1045, MATCH($Z573*(AK$43/24), $D$45:$D$1045)), 0)","v":0},{"$f":"IF(AL$43<>0,INDEX(P$45:P$1045, MATCH($Z573*(AL$43/24), $D$45:$D$1045)), 0)","v":0},{"$f":"IF(AM$43<>0,INDEX(Q$45:Q$1045, MATCH($Z573*(AM$43/24), $D$45:$D$1045)), 0)","v":0},{"$f":"IF(AN$43<>0,INDEX(R$45:R$1045, MATCH($Z573*(AN$43/24), $D$45:$D$1045)), 0)","v":0},{"$f":"IF(AO$43<>0,INDEX(S$45:S$1045, MATCH($Z573*(AO$43/24), $D$45:$D$1045)), 0)","v":0},{"$f":"IF(AP$43<>0,INDEX(T$45:T$1045, MATCH($Z573*(AP$43/24), $D$45:$D$1045)), 0)","v":0},{"$f":"IF(AQ$43<>0,INDEX(U$45:U$1045, MATCH($Z573*(AQ$43/24), $D$45:$D$1045)), 0)","v":0},{"$f":"IF(AR$43<>0,INDEX(V$45:V$1045, MATCH($Z573*(AR$43/24), $D$45:$D$1045)), 0)","v":0},{"$f":"IF(AS$43<>0,INDEX(W$45:W$1045, MATCH($Z573*(AS$43/24), $D$45:$D$1045)), 0)","v":0},{"$f":"IF(AT$43<>0,INDEX(X$45:X$1045, MATCH($Z573*(AT$43/24), $D$45:$D$1045)), 0)","v":0}]
[null,null,null,5.2899999999999316,0.29563217139233905,0,0,0,0,0,0,0,0,0,0,0,0,0,0,0,0,0,0,0,null,5.2899999999999316,0,0,0,0,0,0,0,0,0,0,0,0,0,0,0,0,0,0,0,0]
[null,null,null,5.2999999999999314,0.29661468449700928,0,0,0,0,0,0,0,0,0,0,0,0,0,0,0,0,0,0,0,null,5.2999999999999314,0,0,0,0,0,0,0,0,0,0,0,0,0,0,0,0,0,0,0,0]
[null,null,null,5.3099999999999312,0.2976006610417854,0,0,0,0,0,0,0,0,0,0,0,0,0,0,0,0,0,0,0,null,5.3099999999999312,0,0,0,0,0,0,0,0,0,0,0,0,0,0,0,0,0,0,0,0]
[null,null,null,5.319999999999931,0.29859011404314245,0,0,0,0,0,0,0,0,0,0,0,0,0,0,0,0,0,0,0,null,5.319999999999931,0,0,0,0,0,0,0,0,0,0,0,0,0,0,0,0,0,0,0,0]
[null,null,null,5.3299999999999308,0.29958305654383766,0,0,0,0,0,0,0,0,0,0,0,0,0,0,0,0,0,0,0,null,5.3299999999999308,0,0,0,0,0,0,0,0,0,0,0,0,0,0,0,0,0,0,0,0]
[null,null,null,5.3399999999999306,0.30057950161291042,0,0,0,0,0,0,0,0,0,0,0,0,0,0,0,0,0,0,0,null,5.3399999999999306,0,0,0,0,0,0,0,0,0,0,0,0,0,0,0,0,0,0,0,0]
[null,null,null,5.3499999999999304,0.30157946234568211,0,0,0,0,0,0,0,0,0,0,0,0,0,0,0,0,0,0,0,null,5.3499999999999304,0,0,0,0,0,0,0,0,0,0,0,0,0,0,0,0,0,0,0,0]
[null,null,null,5.3599999999999302,0.30258295186375617,0,0,0,0,0,0,0,0,0,0,0,0,0,0,0,0,0,0,0,null,5.3599999999999302,0,0,0,0,0,0,0,0,0,0,0,0,0,0,0,0,0,0,0,0]
[null,null,null,5.3699999999999299,0.30358998331501813,0,0,0,0,0,0,0,0,0,0,0,0,0,0,0,0,0,0,0,null,5.3699999999999299,0,0,0,0,0,0,0,0,0,0,0,0,0,0,0,0,0,0,0,0]
[null,null,null,5.3799999999999297,0.30460056987363565,0,0,0,0,0,0,0,0,0,0,0,0,0,0,0,0,0,0,0,null,5.3799999999999297,0,0,0,0,0,0,0,0,0,0,0,0,0,0,0,0,0,0,0,0]
[null,null,null,5.3899999999999295,0.3056147247400583,0,0,0,0,0,0,0,0,0,0,0,0,0,0,0,0,0,0,0,null,5.3899999999999295,0,0,0,0,0,0,0,0,0,0,0,0,0,0,0,0,0,0,0,0]
[null,null,null,5.3999999999999293,0.30663246114101789,0,0,0,0,0,0,0,0,0,0,0,0,0,0,0,0,0,0,0,null,5.3999999999999293,0,0,0,0,0,0,0,0,0,0,0,0,0,0,0,0,0,0,0,0]
[null,null,null,5.4099999999999291,0.30765379232952811,0,0,0,0,0,0,0,0,0,0,0,0,0,0,0,0,0,0,0,null,5.4099999999999291,0,0,0,0,0,0,0,0,0,0,0,0,0,0,0,0,0,0,0,0]
[null,null,null,5.4199999999999289,0.30867873158488507,0,0,0,0,0,0,0,0,0,0,0,0,0,0,0,0,0,0,0,null,5.4199999999999289,0,0,0,0,0,0,0,0,0,0,0,0,0,0,0,0,0,0,0,0]
[null,null,null,5.4299999999999287,0.30970729221266641,0,0,0,0,0,0,0,0,0,0,0,0,0,0,0,0,0,0,0,null,5.4299999999999287,0,0,0,0,0,0,0,0,0,0,0,0,0,0,0,0,0,0,0,0]
[null,null,null,5.4399999999999284,0.31073948754473241,0,0,0,0,0,0,0,0,0,0,0,0,0,0,0,0,0,0,0,null,5.4399999999999284,0,0,0,0,0,0,0,0,0,0,0,0,0,0,0,0,0,0,0,0]
[null,null,null,5.4499999999999282,0.31177533093922505,0,0,0,0,0,0,0,0,0,0,0,0,0,0,0,0,0,0,0,null,5.4499999999999282,0,0,0,0,0,0,0,0,0,0,0,0,0,0,0,0,0,0,0,0]
[null,null,null,5.459999999999928,0.31281483578056846,0,0,0,0,0,0,0,0,0,0,0,0,0,0,0,0,0,0,0,null,5.459999999999928,0,0,0,0,0,0,0,0,0,0,0,0,0,0,0,0,0,0,0,0]
[null,null,null,5.4699999999999278,0.31385801547946884,0,0,0,0,0,0,0,0,0,0,0,0,0,0,0,0,0,0,0,null,5.4699999999999278,0,0,0,0,0,0,0,0,0,0,0,0,0,0,0,0,0,0,0,0]
[null,null,null,5.4799999999999276,0.31490488347291462,0,0,0,0,0,0,0,0,0,0,0,0,0,0,0,0,0,0,0,null,5.4799999999999276,0,0,0,0,0,0,0,0,0,0,0,0,0,0,0,0,0,0,0,0]
[null,null,null,5.4899999999999274,0.31595545322417612,0,0,0,0,0,0,0,0,0,0,0,0,0,0,0,0,0,0,0,null,5.4899999999999274,0,0,0,0,0,0,0,0,0,0,0,0,0,0,0,0,0,0,0,0]
[null,null,null,5.4999999999999272,0.31700973822280559,0,0,0,0,0,0,0,0,0,0,0,0,0,0,0,0,0,0,0,null,5.4999999999999272,0,0,0,0,0,0,0,0,0,0,0,0,0,0,0,0,0,0,0,0]
[null,null,null,5.509999999999927,0.31806775198463783,0,0,0,0,0,0,0,0,0,0,0,0,0,0,0,0,0,0,0,null,5.509999999999927,0,0,0,0,0,0,0,0,0,0,0,0,0,0,0,0,0,0,0,0]
[null,null,null,5.5199999999999267,0.31912950805178919,0,0,0,0,0,0,0,0,0,0,0,0,0,0,0,0,0,0,0,null,5.5199999999999267,0,0,0,0,0,0,0,0,0,0,0,0,0,0,0,0,0,0,0,0]
[null,null,null,5.5299999999999265,0.32019501999265837,0,0,0,0,0,0,0,0,0,0,0,0,0,0,0,0,0,0,0,null,5.5299999999999265,0,0,0,0,0,0,0,0,0,0,0,0,0,0,0,0,0,0,0,0]
[null,null,null,5.5399999999999263,0.32126430140192619,0,0,0,0,0,0,0,0,0,0,0,0,0,0,0,0,0,0,0,null,5.5399999999999263,0,0,0,0,0,0,0,0,0,0,0,0,0,0,0,0,0,0,0,0]
[null,null,null,5.5499999999999261,0.32233736590055528,0,0,0,0,0,0,0,0,0,0,0,0,0,0,0,0,0,0,0,null,5.5499999999999261,0,0,0,0,0,0,0,0,0,0,0,0,0,0,0,0,0,0,0,0]
[null,null,null,5.5599999999999259,0.32341422713579054,0,0,0,0,0,0,0,0,0,0,0,0,0,0,0,0,0,0,0,null,5.5599999999999259,0,0,0,0,0,0,0,0,0,0,0,0,0,0,0,0,0,0,0,0]
[null,null,null,5.5699999999999257,0.32449489878115895,0,0,0,0,0,0,0,0,0,0,0,0,0,0,0,0,0,0,0,null,5.5699999999999257,0,0,0,0,0,0,0,0,0,0,0,0,0,0,0,0,0,0,0,0]
[null,null,null,5.5799999999999255,0.3255793945364695,0,0,0,0,0,0,0,0,0,0,0,0,0,0,0,0,0,0,0,null,5.5799999999999255,0,0,0,0,0,0,0,0,0,0,0,0,0,0,0,0,0,0,0,0]
[null,null,null,5.5899999999999253,0.32666772812781314,0,0,0,0,0,0,0,0,0,0,0,0,0,0,0,0,0,0,0,null,5.5899999999999253,0,0,0,0,0,0,0,0,0,0,0,0,0,0,0,0,0,0,0,0]
[null,null,null,5.599999999999925,0.3277599133075631,0,0,0,0,0,0,0,0,0,0,0,0,0,0,0,0,0,0,0,null,5.599999999999925,0,0,0,0,0,0,0,0,0,0,0,0,0,0,0,0,0,0,0,0]
[null,null,null,5.6099999999999248,0.3288559638543746,0,0,0,0,0,0,0,0,0,0,0,0,0,0,0,0,0,0,0,null,5.6099999999999248,0,0,0,0,0,0,0,0,0,0,0,0,0,0,0,0,0,0,0,0]
[null,null,null,5.6199999999999246,0.32995589357318483,0,0,0,0,0,0,0,0,0,0,0,0,0,0,0,0,0,0,0,null,5.6199999999999246,0,0,0,0,0,0,0,0,0,0,0,0,0,0,0,0,0,0,0,0]
[null,null,null,5.6299999999999244,0.33105971629521319,0,0,0,0,0,0,0,0,0,0,0,0,0,0,0,0,0,0,0,null,5.6299999999999244,0,0,0,0,0,0,0,0,0,0,0,0,0,0,0,0,0,0,0,0]
[null,null,null,5.6399999999999242,0.33216744587796104,0,0,0,0,0,0,0,0,0,0,0,0,0,0,0,0,0,0,0,null,5.6399999999999242,0,0,0,0,0,0,0,0,0,0,0,0,0,0,0,0,0,0,0,0]
[null,null,null,5.649999999999924,0.33327909620521196,0,0,0,0,0,0,0,0,0,0,0,0,0,0,0,0,0,0,0,null,5.649999999999924,0,0,0,0,0,0,0,0,0,0,0,0,0,0,0,0,0,0,0,0]
[null,null,null,5.6599999999999238,0.33439468118703136,0,0,0,0,0,0,0,0,0,0,0,0,0,0,0,0,0,0,0,null,5.6599999999999238,0,0,0,0,0,0,0,0,0,0,0,0,0,0,0,0,0,0,0,0]
[null,null,null,5.6699999999999235,0.33551421475976689,0,0,0,0,0,0,0,0,0,0,0,0,0,0,0,0,0,0,0,null,5.6699999999999235,0,0,0,0,0,0,0,0,0,0,0,0,0,0,0,0,0,0,0,0]
[null,null,null,5.6799999999999233,0.33663771088604838,0,0,0,0,0,0,0,0,0,0,0,0,0,0,0,0,0,0,0,null,5.6799999999999233,0,0,0,0,0,0,0,0,0,0,0,0,0,0,0,0,0,0,0,0]
[null,null,null,5.6899999999999231,0.33776518355478746,0,0,0,0,0,0,0,0,0,0,0,0,0,0,0,0,0,0,0,null,5.6899999999999231,0,0,0,0,0,0,0,0,0,0,0,0,0,0,0,0,0,0,0,0]
[null,null,null,5.6999999999999229,0.33889664678117798,0,0,0,0,0,0,0,0,0,0,0,0,0,0,0,0,0,0,0,null,5.6999999999999229,0,0,0,0,0,0,0,0,0,0,0,0,0,0,0,0,0,0,0,0]
[null,null,null,5.7099999999999227,0.34003211460669586,0,0,0,0,0,0,0,0,0,0,0,0,0,0,0,0,0,0,0,null,5.7099999999999227,0,0,0,0,0,0,0,0,0,0,0,0,0,0,0,0,0,0,0,0]
[null,null,null,5.7199999999999225,0.34117160109909911,0,0,0,0,0,0,0,0,0,0,0,0,0,0,0,0,0,0,0,null,5.7199999999999225,0,0,0,0,0,0,0,0,0,0,0,0,0,0,0,0,0,0,0,0]
[null,null,null,5.7299999999999223,0.34231512035242756,0,0,0,0,0,0,0,0,0,0,0,0,0,0,0,0,0,0,0,null,5.7299999999999223,0,0,0,0,0,0,0,0,0,0,0,0,0,0,0,0,0,0,0,0]
[null,null,null,5.7399999999999221,0.34346268648700362,0,0,0,0,0,0,0,0,0,0,0,0,0,0,0,0,0,0,0,null,5.7399999999999221,0,0,0,0,0,0,0,0,0,0,0,0,0,0,0,0,0,0,0,0]
[null,null,null,5.7499999999999218,0.34461431364943135,0,0,0,0,0,0,0,0,0,0,0,0,0,0,0,0,0,0,0,null,5.7499999999999218,0,0,0,0,0,0,0,0,0,0,0,0,0,0,0,0,0,0,0,0]
[null,null,null,5.7599999999999216,0.34577001601259677,0,0,0,0,0,0,0,0,0,0,0,0,0,0,0,0,0,0,0,null,5.7599999999999216,0,0,0,0,0,0,0,0,0,0,0,0,0,0,0,0,0,0,0,0]
[null,null,null,{"$f":"D621+0.01","v":5.7699999999999214},{"$f":"IF(AD$16=0,0,IF(E$36*$D622^4  +    E$37*$D622^3   +    E$38*$D622^2    +    E$39*$D622   +    E$40>1,1,E$36*$D622^4  +    E$37*$D622^3   +    E$38*$D622^2    +    E$39*$D622   +    E$40))","v":0.34692980777566856},{"$f":"IF(AE$16=0,0,IF(F$36*$D622^4  +    F$37*$D622^3   +    F$38*$D622^2    +    F$39*$D622   +    F$40>1,1,F$36*$D622^4  +    F$37*$D622^3   +    F$38*$D622^2    +    F$39*$D622   +    F$40))","v":0},{"$f":"IF(AF$16=0,0,IF(G$36*$D622^4  +    G$37*$D622^3   +    G$38*$D622^2    +    G$39*$D622   +    G$40>1,1,G$36*$D622^4  +    G$37*$D622^3   +    G$38*$D622^2    +    G$39*$D622   +    G$40))","v":0},{"$f":"IF(AG$16=0,0,IF(H$36*$D622^4  +    H$37*$D622^3   +    H$38*$D622^2    +    H$39*$D622   +    H$40>1,1,H$36*$D622^4  +    H$37*$D622^3   +    H$38*$D622^2    +    H$39*$D622   +    H$40))","v":0},0,0,0,0,0,0,0,0,0,0,0,0,0,0,0,0,null,{"$f":"Z621+0.01","v":5.7699999999999214},{"$f":"IF(AA$43<>0,INDEX(E$45:E$1045, MATCH($Z622*(AA$43/24), $D$45:$D$1045)), 0)","v":0},{"$f":"IF(AB$43<>0,INDEX(F$45:F$1045, MATCH($Z622*(AB$43/24), $D$45:$D$1045)), 0)","v":0},{"$f":"IF(AC$43<>0,INDEX(G$45:G$1045, MATCH($Z622*(AC$43/24), $D$45:$D$1045)), 0)","v":0},{"$f":"IF(AD$43<>0,INDEX(H$45:H$1045, MATCH($Z622*(AD$43/24), $D$45:$D$1045)), 0)","v":0},0,0,0,0,0,0,0,0,0,0,0,0,0,0,0,0]
[null,null,null,5.7799999999999212,0.34809370316409688,0,0,0,0,0,0,0,0,0,0,0,0,0,0,0,0,0,0,0,null,5.7799999999999212,0,0,0,0,0,0,0,0,0,0,0,0,0,0,0,0,0,0,0,0]
[null,null,null,5.789999999999921,0.34926171642961429,0,0,0,0,0,0,0,0,0,0,0,0,0,0,0,0,0,0,0,null,5.789999999999921,0,0,0,0,0,0,0,0,0,0,0,0,0,0,0,0,0,0,0,0]
[null,null,null,5.7999999999999208,0.35043386185023523,0,0,0,0,0,0,0,0,0,0,0,0,0,0,0,0,0,0,0,null,5.7999999999999208,0,0,0,0,0,0,0,0,0,0,0,0,0,0,0,0,0,0,0,0]
[null,null,null,5.8099999999999206,0.35161015373025639,0,0,0,0,0,0,0,0,0,0,0,0,0,0,0,0,0,0,0,null,5.8099999999999206,0,0,0,0,0,0,0,0,0,0,0,0,0,0,0,0,0,0,0,0]
[null,null,null,5.8199999999999203,0.35279060640025633,0,0,0,0,0,0,0,0,0,0,0,0,0,0,0,0,0,0,0,null,5.8199999999999203,0,0,0,0,0,0,0,0,0,0,0,0,0,0,0,0,0,0,0,0]
[null,null,null,5.8299999999999201,0.35397523421709581,0,0,0,0,0,0,0,0,0,0,0,0,0,0,0,0,0,0,0,null,5.8299999999999201,0,0,0,0,0,0,0,0,0,0,0,0,0,0,0,0,0,0,0,0]
[null,null,null,5.8399999999999199,0.35516405156391778,0,0,0,0,0,0,0,0,0,0,0,0,0,0,0,0,0,0,0,null,5.8399999999999199,0,0,0,0,0,0,0,0,0,0,0,0,0,0,0,0,0,0,0,0]
[null,null,null,5.8499999999999197,0.35635707285014689,0,0,0,0,0,0,0,0,0,0,0,0,0,0,0,0,0,0,0,null,5.8499999999999197,0,0,0,0,0,0,0,0,0,0,0,0,0,0,0,0,0,0,0,0]
[null,null,null,5.8599999999999195,0.35755431251149034,0,0,0,0,0,0,0,0,0,0,0,0,0,0,0,0,0,0,0,null,5.8599999999999195,0,0,0,0,0,0,0,0,0,0,0,0,0,0,0,0,0,0,0,0]
[null,null,null,5.8699999999999193,0.35875578500993682,0,0,0,0,0,0,0,0,0,0,0,0,0,0,0,0,0,0,0,null,5.8699999999999193,0,0,0,0,0,0,0,0,0,0,0,0,0,0,0,0,0,0,0,0]
[null,null,null,5.8799999999999191,0.35996150483375772,0,0,0,0,0,0,0,0,0,0,0,0,0,0,0,0,0,0,0,null,5.8799999999999191,0,0,0,0,0,0,0,0,0,0,0,0,0,0,0,0,0,0,0,0]
[null,null,null,5.8899999999999189,0.36117148649750602,0,0,0,0,0,0,0,0,0,0,0,0,0,0,0,0,0,0,0,null,5.8899999999999189,0,0,0,0,0,0,0,0,0,0,0,0,0,0,0,0,0,0,0,0]
[null,null,null,5.8999999999999186,0.362385744542017,0,0,0,0,0,0,0,0,0,0,0,0,0,0,0,0,0,0,0,null,5.8999999999999186,0,0,0,0,0,0,0,0,0,0,0,0,0,0,0,0,0,0,0,0]
[null,null,null,5.9099999999999184,0.36360429353440787,0,0,0,0,0,0,0,0,0,0,0,0,0,0,0,0,0,0,0,null,5.9099999999999184,0,0,0,0,0,0,0,0,0,0,0,0,0,0,0,0,0,0,0,0]
[null,null,null,5.9199999999999182,0.3648271480680782,0,0,0,{"$f":"IF(AH$16=0,0,IF(I$36*$D637^4  +    I$37*$D637^3   +    I$38*$D637^2    +    I$39*$D637   +    I$40>1,1,I$36*$D637^4  +    I$37*$D637^3   +    I$38*$D637^2    +    I$39*$D637   +    I$40))","v":0},{"$f":"IF(AI$16=0,0,IF(J$36*$D637^4  +    J$37*$D637^3   +    J$38*$D637^2    +    J$39*$D637   +    J$40>1,1,J$36*$D637^4  +    J$37*$D637^3   +    J$38*$D637^2    +    J$39*$D637   +    J$40))","v":0},{"$f":"IF(AJ$16=0,0,IF(K$36*$D637^4  +    K$37*$D637^3   +    K$38*$D637^2    +    K$39*$D637   +    K$40>1,1,K$36*$D637^4  +    K$37*$D637^3   +    K$38*$D637^2    +    K$39*$D637   +    K$40))","v":0},{"$f":"IF(AK$16=0,0,IF(L$36*$D637^4  +    L$37*$D637^3   +    L$38*$D637^2    +    L$39*$D637   +    L$40>1,1,L$36*$D637^4  +    L$37*$D637^3   +    L$38*$D637^2    +    L$39*$D637   +    L$40))","v":0},{"$f":"IF(AL$16=0,0,IF(M$36*$D637^4  +    M$37*$D637^3   +    M$38*$D637^2    +    M$39*$D637   +    M$40>1,1,M$36*$D637^4  +    M$37*$D637^3   +    M$38*$D637^2    +    M$39*$D637   +    M$40))","v":0},{"$f":"IF(AM$16=0,0,IF(N$36*$D637^4  +    N$37*$D637^3   +    N$38*$D637^2    +    N$39*$D637   +    N$40>1,1,N$36*$D637^4  +    N$37*$D637^3   +    N$38*$D637^2    +    N$39*$D637   +    N$40))","v":0},{"$f":"IF(AN$16=0,0,IF(O$36*$D637^4  +    O$37*$D637^3   +    O$38*$D637^2    +    O$39*$D637   +    O$40>1,1,O$36*$D637^4  +    O$37*$D637^3   +    O$38*$D637^2    +    O$39*$D637   +    O$40))","v":0},{"$f":"IF(AO$16=0,0,IF(P$36*$D637^4  +    P$37*$D637^3   +    P$38*$D637^2    +    P$39*$D637   +    P$40>1,1,P$36*$D637^4  +    P$37*$D637^3   +    P$38*$D637^2    +    P$39*$D637   +    P$40))","v":0},{"$f":"IF(AP$16=0,0,IF(Q$36*$D637^4  +    Q$37*$D637^3   +    Q$38*$D637^2    +    Q$39*$D637   +    Q$40>1,1,Q$36*$D637^4  +    Q$37*$D637^3   +    Q$38*$D637^2    +    Q$39*$D637   +    Q$40))","v":0},{"$f":"IF(AQ$16=0,0,IF(R$36*$D637^4  +    R$37*$D637^3   +    R$38*$D637^2    +    R$39*$D637   +    R$40>1,1,R$36*$D637^4  +    R$37*$D637^3   +    R$38*$D637^2    +    R$39*$D637   +    R$40))","v":0},{"$f":"IF(AR$16=0,0,IF(S$36*$D637^4  +    S$37*$D637^3   +    S$38*$D637^2    +    S$39*$D637   +    S$40>1,1,S$36*$D637^4  +    S$37*$D637^3   +    S$38*$D637^2    +    S$39*$D637   +    S$40))","v":0},{"$f":"IF(AS$16=0,0,IF(T$36*$D637^4  +    T$37*$D637^3   +    T$38*$D637^2    +    T$39*$D637   +    T$40>1,1,T$36*$D637^4  +    T$37*$D637^3   +    T$38*$D637^2    +    T$39*$D637   +    T$40))","v":0},{"$f":"IF(AT$16=0,0,IF(U$36*$D637^4  +    U$37*$D637^3   +    U$38*$D637^2    +    U$39*$D637   +    U$40>1,1,U$36*$D637^4  +    U$37*$D637^3   +    U$38*$D637^2    +    U$39*$D637   +    U$40))","v":0},{"$f":"IF(AU$16=0,0,IF(V$36*$D637^4  +    V$37*$D637^3   +    V$38*$D637^2    +    V$39*$D637   +    V$40>1,1,V$36*$D637^4  +    V$37*$D637^3   +    V$38*$D637^2    +    V$39*$D637   +    V$40))","v":0},{"$f":"IF(AV$16=0,0,IF(W$36*$D637^4  +    W$37*$D637^3   +    W$38*$D637^2    +    W$39*$D637   +    W$40>1,1,W$36*$D637^4  +    W$37*$D637^3   +    W$38*$D637^2    +    W$39*$D637   +    W$40))","v":0},{"$f":"IF(AW$16=0,0,IF(X$36*$D637^4  +    X$37*$D637^3   +    X$38*$D637^2    +    X$39*$D637   +    X$40>1,1,X$36*$D637^4  +    X$37*$D637^3   +    X$38*$D637^2    +    X$39*$D637   +    X$40))","v":0},null,5.9199999999999182,0,0,0,0,{"$f":"IF(AE$43<>0,INDEX(I$45:I$1045, MATCH($Z637*(AE$43/24), $D$45:$D$1045)), 0)","v":0},{"$f":"IF(AF$43<>0,INDEX(J$45:J$1045, MATCH($Z637*(AF$43/24), $D$45:$D$1045)), 0)","v":0},{"$f":"IF(AG$43<>0,INDEX(K$45:K$1045, MATCH($Z637*(AG$43/24), $D$45:$D$1045)), 0)","v":0},{"$f":"IF(AH$43<>0,INDEX(L$45:L$1045, MATCH($Z637*(AH$43/24), $D$45:$D$1045)), 0)","v":0},{"$f":"IF(AI$43<>0,INDEX(M$45:M$1045, MATCH($Z637*(AI$43/24), $D$45:$D$1045)), 0)","v":0},{"$f":"IF(AJ$43<>0,INDEX(N$45:N$1045, MATCH($Z637*(AJ$43/24), $D$45:$D$1045)), 0)","v":0},{"$f":"IF(AK$43<>0,INDEX(O$45:O$1045, MATCH($Z637*(AK$43/24), $D$45:$D$1045)), 0)","v":0},{"$f":"IF(AL$43<>0,INDEX(P$45:P$1045, MATCH($Z637*(AL$43/24), $D$45:$D$1045)), 0)","v":0},{"$f":"IF(AM$43<>0,INDEX(Q$45:Q$1045, MATCH($Z637*(AM$43/24), $D$45:$D$1045)), 0)","v":0},{"$f":"IF(AN$43<>0,INDEX(R$45:R$1045, MATCH($Z637*(AN$43/24), $D$45:$D$1045)), 0)","v":0},{"$f":"IF(AO$43<>0,INDEX(S$45:S$1045, MATCH($Z637*(AO$43/24), $D$45:$D$1045)), 0)","v":0},{"$f":"IF(AP$43<>0,INDEX(T$45:T$1045, MATCH($Z637*(AP$43/24), $D$45:$D$1045)), 0)","v":0},{"$f":"IF(AQ$43<>0,INDEX(U$45:U$1045, MATCH($Z637*(AQ$43/24), $D$45:$D$1045)), 0)","v":0},{"$f":"IF(AR$43<>0,INDEX(V$45:V$1045, MATCH($Z637*(AR$43/24), $D$45:$D$1045)), 0)","v":0},{"$f":"IF(AS$43<>0,INDEX(W$45:W$1045, MATCH($Z637*(AS$43/24), $D$45:$D$1045)), 0)","v":0},{"$f":"IF(AT$43<>0,INDEX(X$45:X$1045, MATCH($Z637*(AT$43/24), $D$45:$D$1045)), 0)","v":0}]
[null,null,null,5.929999999999918,0.36605432276270922,0,0,0,0,0,0,0,0,0,0,0,0,0,0,0,0,0,0,0,null,5.929999999999918,0,0,0,0,0,0,0,0,0,0,0,0,0,0,0,0,0,0,0,0]
[null,null,null,5.9399999999999178,0.36728583226426453,0,0,0,0,0,0,0,0,0,0,0,0,0,0,0,0,0,0,0,null,5.9399999999999178,0,0,0,0,0,0,0,0,0,0,0,0,0,0,0,0,0,0,0,0]
[null,null,null,5.9499999999999176,0.36852169124498957,0,0,0,0,0,0,0,0,0,0,0,0,0,0,0,0,0,0,0,null,5.9499999999999176,0,0,0,0,0,0,0,0,0,0,0,0,0,0,0,0,0,0,0,0]
[null,null,null,5.9599999999999174,0.36976191440341222,0,0,0,0,0,0,0,0,0,0,0,0,0,0,0,0,0,0,0,null,5.9599999999999174,0,0,0,0,0,0,0,0,0,0,0,0,0,0,0,0,0,0,0,0]
[null,null,null,5.9699999999999172,0.37100651646434196,0,0,0,0,0,0,0,0,0,0,0,0,0,0,0,0,0,0,0,null,5.9699999999999172,0,0,0,0,0,0,0,0,0,0,0,0,0,0,0,0,0,0,0,0]
[null,null,null,5.9799999999999169,0.37225551217887082,0,0,0,0,0,0,0,0,0,0,0,0,0,0,0,0,0,0,0,null,5.9799999999999169,0,0,0,0,0,0,0,0,0,0,0,0,0,0,0,0,0,0,0,0]
[null,null,null,5.9899999999999167,0.37350891632437239,0,0,0,0,0,0,0,0,0,0,0,0,0,0,0,0,0,0,0,null,5.9899999999999167,0,0,0,0,0,0,0,0,0,0,0,0,0,0,0,0,0,0,0,0]
[null,null,null,5.9999999999999165,0.37476674370450269,0,0,0,0,0,0,0,0,0,0,0,0,0,0,0,0,0,0,0,null,5.9999999999999165,0,0,0,0,0,0,0,0,0,0,0,0,0,0,0,0,0,0,0,0]
[null,null,null,6.0099999999999163,0.37602900914919973,0,0,0,0,0,0,0,0,0,0,0,0,0,0,0,0,0,0,0,null,6.0099999999999163,0,0,0,0,0,0,0,0,0,0,0,0,0,0,0,0,0,0,0,0]
[null,null,null,6.0199999999999161,0.3772957275146836,0,0,0,0,0,0,0,0,0,0,0,0,0,0,0,0,0,0,0,null,6.0199999999999161,0,0,0,0,0,0,0,0,0,0,0,0,0,0,0,0,0,0,0,0]
[null,null,null,6.0299999999999159,0.37856691368345635,0,0,0,0,0,0,0,0,0,0,0,0,0,0,0,0,0,0,0,null,6.0299999999999159,0,0,0,0,0,0,0,0,0,0,0,0,0,0,0,0,0,0,0,0]
[null,null,null,6.0399999999999157,0.37984258256430231,0,0,0,0,0,0,0,0,0,0,0,0,0,0,0,0,0,0,0,null,6.0399999999999157,0,0,0,0,0,0,0,0,0,0,0,0,0,0,0,0,0,0,0,0]
[null,null,null,6.0499999999999154,0.38112274909228749,0,0,0,0,0,0,0,0,0,0,0,0,0,0,0,0,0,0,0,null,6.0499999999999154,0,0,0,0,0,0,0,0,0,0,0,0,0,0,0,0,0,0,0,0]
[null,null,null,6.0599999999999152,0.38240742822876056,0,0,0,0,0,0,0,0,0,0,0,0,0,0,0,0,0,0,0,null,6.0599999999999152,0,0,0,0,0,0,0,0,0,0,0,0,0,0,0,0,0,0,0,0]
[null,null,null,6.069999999999915,0.38369663496135165,0,0,0,0,0,0,0,0,0,0,0,0,0,0,0,0,0,0,0,null,6.069999999999915,0,0,0,0,0,0,0,0,0,0,0,0,0,0,0,0,0,0,0,0]
[null,null,null,6.0799999999999148,0.38499038430397342,0,0,0,0,0,0,0,0,0,0,0,0,0,0,0,0,0,0,0,null,6.0799999999999148,0,0,0,0,0,0,0,0,0,0,0,0,0,0,0,0,0,0,0,0]
[null,null,null,6.0899999999999146,0.38628869129682036,0,0,0,0,0,0,0,0,0,0,0,0,0,0,0,0,0,0,0,null,6.0899999999999146,0,0,0,0,0,0,0,0,0,0,0,0,0,0,0,0,0,0,0,0]
[null,null,null,6.0999999999999144,0.3875915710063691,0,0,0,0,0,0,0,0,0,0,0,0,0,0,0,0,0,0,0,null,6.0999999999999144,0,0,0,0,0,0,0,0,0,0,0,0,0,0,0,0,0,0,0,0]
[null,null,null,6.1099999999999142,0.38889903852537827,0,0,0,0,0,0,0,0,0,0,0,0,0,0,0,0,0,0,0,null,6.1099999999999142,0,0,0,0,0,0,0,0,0,0,0,0,0,0,0,0,0,0,0,0]
[null,null,null,6.119999999999914,0.39021110897288869,0,0,0,0,0,0,0,0,0,0,0,0,0,0,0,0,0,0,0,null,6.119999999999914,0,0,0,0,0,0,0,0,0,0,0,0,0,0,0,0,0,0,0,0]
[null,null,null,6.1299999999999137,0.39152779749422317,0,0,0,0,0,0,0,0,0,0,0,0,0,0,0,0,0,0,0,null,6.1299999999999137,0,0,0,0,0,0,0,0,0,0,0,0,0,0,0,0,0,0,0,0]
[null,null,null,6.1399999999999135,0.39284911926098659,0,0,0,0,0,0,0,0,0,0,0,0,0,0,0,0,0,0,0,null,6.1399999999999135,0,0,0,0,0,0,0,0,0,0,0,0,0,0,0,0,0,0,0,0]
[null,null,null,6.1499999999999133,0.39417508947106589,0,0,0,0,0,0,0,0,0,0,0,0,0,0,0,0,0,0,0,null,6.1499999999999133,0,0,0,0,0,0,0,0,0,0,0,0,0,0,0,0,0,0,0,0]
[null,null,null,6.1599999999999131,0.39550572334863016,0,0,0,0,0,0,0,0,0,0,0,0,0,0,0,0,0,0,0,null,6.1599999999999131,0,0,0,0,0,0,0,0,0,0,0,0,0,0,0,0,0,0,0,0]
[null,null,null,6.1699999999999129,0.39684103614413052,0,0,0,0,0,0,0,0,0,0,0,0,0,0,0,0,0,0,0,null,6.1699999999999129,0,0,0,0,0,0,0,0,0,0,0,0,0,0,0,0,0,0,0,0]
[null,null,null,6.1799999999999127,0.39818104313430019,0,0,0,0,0,0,0,0,0,0,0,0,0,0,0,0,0,0,0,null,6.1799999999999127,0,0,0,0,0,0,0,0,0,0,0,0,0,0,0,0,0,0,0,0]
[null,null,null,6.1899999999999125,0.39952575962215425,0,0,0,0,0,0,0,0,0,0,0,0,0,0,0,0,0,0,0,null,6.1899999999999125,0,0,0,0,0,0,0,0,0,0,0,0,0,0,0,0,0,0,0,0]
[null,null,null,6.1999999999999122,0.40087520093699008,0,0,0,0,0,0,0,0,0,0,0,0,0,0,0,0,0,0,0,null,6.1999999999999122,0,0,0,0,0,0,0,0,0,0,0,0,0,0,0,0,0,0,0,0]
[null,null,null,6.209999999999912,0.40222938243438716,0,0,0,0,0,0,0,0,0,0,0,0,0,0,0,0,0,0,0,null,6.209999999999912,0,0,0,0,0,0,0,0,0,0,0,0,0,0,0,0,0,0,0,0]
[null,null,null,6.2199999999999118,0.40358831949620683,0,0,0,0,0,0,0,0,0,0,0,0,0,0,0,0,0,0,0,null,6.2199999999999118,0,0,0,0,0,0,0,0,0,0,0,0,0,0,0,0,0,0,0,0]
[null,null,null,6.2299999999999116,0.40495202753059267,0,0,0,0,0,0,0,0,0,0,0,0,0,0,0,0,0,0,0,null,6.2299999999999116,0,0,0,0,0,0,0,0,0,0,0,0,0,0,0,0,0,0,0,0]
[null,null,null,6.2399999999999114,0.40632052197197027,0,0,0,0,0,0,0,0,0,0,0,0,0,0,0,0,0,0,0,null,6.2399999999999114,0,0,0,0,0,0,0,0,0,0,0,0,0,0,0,0,0,0,0,0]
[null,null,null,6.2499999999999112,0.40769381828104734,0,0,0,0,0,0,0,0,0,0,0,0,0,0,0,0,0,0,0,null,6.2499999999999112,0,0,0,0,0,0,0,0,0,0,0,0,0,0,0,0,0,0,0,0]
[null,null,null,6.259999999999911,0.40907193194481356,0,0,0,0,0,0,0,0,0,0,0,0,0,0,0,0,0,0,0,null,6.259999999999911,0,0,0,0,0,0,0,0,0,0,0,0,0,0,0,0,0,0,0,0]
[null,null,null,6.2699999999999108,0.41045487847654066,0,0,0,0,0,0,0,0,0,0,0,0,0,0,0,0,0,0,0,null,6.2699999999999108,0,0,0,0,0,0,0,0,0,0,0,0,0,0,0,0,0,0,0,0]
[null,null,null,6.2799999999999105,0.41184267341578268,0,0,0,0,0,0,0,0,0,0,0,0,0,0,0,0,0,0,0,null,6.2799999999999105,0,0,0,0,0,0,0,0,0,0,0,0,0,0,0,0,0,0,0,0]
[null,null,null,6.2899999999999103,0.41323533232837539,0,0,0,0,0,0,0,0,0,0,0,0,0,0,0,0,0,0,0,null,6.2899999999999103,0,0,0,0,0,0,0,0,0,0,0,0,0,0,0,0,0,0,0,0]
[null,null,null,6.2999999999999101,0.4146328708064369,0,0,0,0,0,0,0,0,0,0,0,0,0,0,0,0,0,0,0,null,6.2999999999999101,0,0,0,0,0,0,0,0,0,0,0,0,0,0,0,0,0,0,0,0]
[null,null,null,6.3099999999999099,0.41603530446836728,0,0,0,0,0,0,0,0,0,0,0,0,0,0,0,0,0,0,0,null,6.3099999999999099,0,0,0,0,0,0,0,0,0,0,0,0,0,0,0,0,0,0,0,0]
[null,null,null,6.3199999999999097,0.41744264895884869,0,0,0,0,0,0,0,0,0,0,0,0,0,0,0,0,0,0,0,null,6.3199999999999097,0,0,0,0,0,0,0,0,0,0,0,0,0,0,0,0,0,0,0,0]
[null,null,null,6.3299999999999095,0.41885491994884538,0,0,0,0,0,0,0,0,0,0,0,0,0,0,0,0,0,0,0,null,6.3299999999999095,0,0,0,0,0,0,0,0,0,0,0,0,0,0,0,0,0,0,0,0]
[null,null,null,6.3399999999999093,0.42027213313560358,0,0,0,0,0,0,0,0,0,0,0,0,0,0,0,0,0,0,0,null,6.3399999999999093,0,0,0,0,0,0,0,0,0,0,0,0,0,0,0,0,0,0,0,0]
[null,null,null,6.3499999999999091,0.4216943042426517,0,0,0,0,0,0,0,0,0,0,0,0,0,0,0,0,0,0,0,null,6.3499999999999091,0,0,0,0,0,0,0,0,0,0,0,0,0,0,0,0,0,0,0,0]
[null,null,null,6.3599999999999088,0.42312144901980003,0,0,0,0,0,0,0,0,0,0,0,0,0,0,0,0,0,0,0,null,6.3599999999999088,0,0,0,0,0,0,0,0,0,0,0,0,0,0,0,0,0,0,0,0]
[null,null,null,6.3699999999999086,0.4245535832431413,0,0,0,0,0,0,0,0,0,0,0,0,0,0,0,0,0,0,0,null,6.3699999999999086,0,0,0,0,0,0,0,0,0,0,0,0,0,0,0,0,0,0,0,0]
[null,null,null,6.3799999999999084,0.42599072271504995,0,0,0,0,0,0,0,0,0,0,0,0,0,0,0,0,0,0,0,null,6.3799999999999084,0,0,0,0,0,0,0,0,0,0,0,0,0,0,0,0,0,0,0,0]
[null,null,null,6.3899999999999082,0.42743288326418255,0,0,0,0,0,0,0,0,0,0,0,0,0,0,0,0,0,0,0,null,6.3899999999999082,0,0,0,0,0,0,0,0,0,0,0,0,0,0,0,0,0,0,0,0]
[null,null,null,6.399999999999908,0.42888008074547795,0,0,0,0,0,0,0,0,0,0,0,0,0,0,0,0,0,0,0,null,6.399999999999908,0,0,0,0,0,0,0,0,0,0,0,0,0,0,0,0,0,0,0,0]
[null,null,null,{"$f":"D685+0.01","v":6.4099999999999078},{"$f":"IF(AD$16=0,0,IF(E$36*$D686^4  +    E$37*$D686^3   +    E$38*$D686^2    +    E$39*$D686   +    E$40>1,1,E$36*$D686^4  +    E$37*$D686^3   +    E$38*$D686^2    +    E$39*$D686   +    E$40))","v":0.43033233104015695},{"$f":"IF(AE$16=0,0,IF(F$36*$D686^4  +    F$37*$D686^3   +    F$38*$D686^2    +    F$39*$D686   +    F$40>1,1,F$36*$D686^4  +    F$37*$D686^3   +    F$38*$D686^2    +    F$39*$D686   +    F$40))","v":0},{"$f":"IF(AF$16=0,0,IF(G$36*$D686^4  +    G$37*$D686^3   +    G$38*$D686^2    +    G$39*$D686   +    G$40>1,1,G$36*$D686^4  +    G$37*$D686^3   +    G$38*$D686^2    +    G$39*$D686   +    G$40))","v":0},{"$f":"IF(AG$16=0,0,IF(H$36*$D686^4  +    H$37*$D686^3   +    H$38*$D686^2    +    H$39*$D686   +    H$40>1,1,H$36*$D686^4  +    H$37*$D686^3   +    H$38*$D686^2    +    H$39*$D686   +    H$40))","v":0},0,0,0,0,0,0,0,0,0,0,0,0,0,0,0,0,null,{"$f":"Z685+0.01","v":6.4099999999999078},{"$f":"IF(AA$43<>0,INDEX(E$45:E$1045, MATCH($Z686*(AA$43/24), $D$45:$D$1045)), 0)","v":0},{"$f":"IF(AB$43<>0,INDEX(F$45:F$1045, MATCH($Z686*(AB$43/24), $D$45:$D$1045)), 0)","v":0},{"$f":"IF(AC$43<>0,INDEX(G$45:G$1045, MATCH($Z686*(AC$43/24), $D$45:$D$1045)), 0)","v":0},{"$f":"IF(AD$43<>0,INDEX(H$45:H$1045, MATCH($Z686*(AD$43/24), $D$45:$D$1045)), 0)","v":0},0,0,0,0,0,0,0,0,0,0,0,0,0,0,0,0]
[null,null,null,6.4199999999999076,0.43178965005572223,0,0,0,0,0,0,0,0,0,0,0,0,0,0,0,0,0,0,0,null,6.4199999999999076,0,0,0,0,0,0,0,0,0,0,0,0,0,0,0,0,0,0,0,0]
[null,null,null,6.4299999999999073,0.43325205372595882,0,0,0,0,0,0,0,0,0,0,0,0,0,0,0,0,0,0,0,null,6.4299999999999073,0,0,0,0,0,0,0,0,0,0,0,0,0,0,0,0,0,0,0,0]
[null,null,null,6.4399999999999071,0.4347195580109337,0,0,0,0,0,0,0,0,0,0,0,0,0,0,0,0,0,0,0,null,6.4399999999999071,0,0,0,0,0,0,0,0,0,0,0,0,0,0,0,0,0,0,0,0]
[null,null,null,6.4499999999999069,0.43619217889699591,0,0,0,0,0,0,0,0,0,0,0,0,0,0,0,0,0,0,0,null,6.4499999999999069,0,0,0,0,0,0,0,0,0,0,0,0,0,0,0,0,0,0,0,0]
[null,null,null,6.4599999999999067,0.4376699323967766,0,0,0,0,0,0,0,0,0,0,0,0,0,0,0,0,0,0,0,null,6.4599999999999067,0,0,0,0,0,0,0,0,0,0,0,0,0,0,0,0,0,0,0,0]
[null,null,null,6.4699999999999065,0.43915283454918896,0,0,0,0,0,0,0,0,0,0,0,0,0,0,0,0,0,0,0,null,6.4699999999999065,0,0,0,0,0,0,0,0,0,0,0,0,0,0,0,0,0,0,0,0]
[null,null,null,6.4799999999999063,0.44064090141942824,0,0,0,0,0,0,0,0,0,0,0,0,0,0,0,0,0,0,0,null,6.4799999999999063,0,0,0,0,0,0,0,0,0,0,0,0,0,0,0,0,0,0,0,0]
[null,null,null,6.4899999999999061,0.44213414909897181,0,0,0,0,0,0,0,0,0,0,0,0,0,0,0,0,0,0,0,null,6.4899999999999061,0,0,0,0,0,0,0,0,0,0,0,0,0,0,0,0,0,0,0,0]
[null,null,null,6.4999999999999059,0.44363259370557911,0,0,0,0,0,0,0,0,0,0,0,0,0,0,0,0,0,0,0,null,6.4999999999999059,0,0,0,0,0,0,0,0,0,0,0,0,0,0,0,0,0,0,0,0]
[null,null,null,6.5099999999999056,0.44513625138329138,0,0,0,0,0,0,0,0,0,0,0,0,0,0,0,0,0,0,0,null,6.5099999999999056,0,0,0,0,0,0,0,0,0,0,0,0,0,0,0,0,0,0,0,0]
[null,null,null,6.5199999999999054,0.44664513830243252,0,0,0,0,0,0,0,0,0,0,0,0,0,0,0,0,0,0,0,null,6.5199999999999054,0,0,0,0,0,0,0,0,0,0,0,0,0,0,0,0,0,0,0,0]
[null,null,null,6.5299999999999052,0.44815927065960787,0,0,0,0,0,0,0,0,0,0,0,0,0,0,0,0,0,0,0,null,6.5299999999999052,0,0,0,0,0,0,0,0,0,0,0,0,0,0,0,0,0,0,0,0]
[null,null,null,6.539999999999905,0.44967866467770529,0,0,0,0,0,0,0,0,0,0,0,0,0,0,0,0,0,0,0,null,6.539999999999905,0,0,0,0,0,0,0,0,0,0,0,0,0,0,0,0,0,0,0,0]
[null,null,null,6.5499999999999048,0.45120333660589446,0,0,0,0,0,0,0,0,0,0,0,0,0,0,0,0,0,0,0,null,6.5499999999999048,0,0,0,0,0,0,0,0,0,0,0,0,0,0,0,0,0,0,0,0]
[null,null,null,6.5599999999999046,0.4527333027196272,0,0,0,{"$f":"IF(AH$16=0,0,IF(I$36*$D701^4  +    I$37*$D701^3   +    I$38*$D701^2    +    I$39*$D701   +    I$40>1,1,I$36*$D701^4  +    I$37*$D701^3   +    I$38*$D701^2    +    I$39*$D701   +    I$40))","v":0},{"$f":"IF(AI$16=0,0,IF(J$36*$D701^4  +    J$37*$D701^3   +    J$38*$D701^2    +    J$39*$D701   +    J$40>1,1,J$36*$D701^4  +    J$37*$D701^3   +    J$38*$D701^2    +    J$39*$D701   +    J$40))","v":0},{"$f":"IF(AJ$16=0,0,IF(K$36*$D701^4  +    K$37*$D701^3   +    K$38*$D701^2    +    K$39*$D701   +    K$40>1,1,K$36*$D701^4  +    K$37*$D701^3   +    K$38*$D701^2    +    K$39*$D701   +    K$40))","v":0},{"$f":"IF(AK$16=0,0,IF(L$36*$D701^4  +    L$37*$D701^3   +    L$38*$D701^2    +    L$39*$D701   +    L$40>1,1,L$36*$D701^4  +    L$37*$D701^3   +    L$38*$D701^2    +    L$39*$D701   +    L$40))","v":0},{"$f":"IF(AL$16=0,0,IF(M$36*$D701^4  +    M$37*$D701^3   +    M$38*$D701^2    +    M$39*$D701   +    M$40>1,1,M$36*$D701^4  +    M$37*$D701^3   +    M$38*$D701^2    +    M$39*$D701   +    M$40))","v":0},{"$f":"IF(AM$16=0,0,IF(N$36*$D701^4  +    N$37*$D701^3   +    N$38*$D701^2    +    N$39*$D701   +    N$40>1,1,N$36*$D701^4  +    N$37*$D701^3   +    N$38*$D701^2    +    N$39*$D701   +    N$40))","v":0},{"$f":"IF(AN$16=0,0,IF(O$36*$D701^4  +    O$37*$D701^3   +    O$38*$D701^2    +    O$39*$D701   +    O$40>1,1,O$36*$D701^4  +    O$37*$D701^3   +    O$38*$D701^2    +    O$39*$D701   +    O$40))","v":0},{"$f":"IF(AO$16=0,0,IF(P$36*$D701^4  +    P$37*$D701^3   +    P$38*$D701^2    +    P$39*$D701   +    P$40>1,1,P$36*$D701^4  +    P$37*$D701^3   +    P$38*$D701^2    +    P$39*$D701   +    P$40))","v":0},{"$f":"IF(AP$16=0,0,IF(Q$36*$D701^4  +    Q$37*$D701^3   +    Q$38*$D701^2    +    Q$39*$D701   +    Q$40>1,1,Q$36*$D701^4  +    Q$37*$D701^3   +    Q$38*$D701^2    +    Q$39*$D701   +    Q$40))","v":0},{"$f":"IF(AQ$16=0,0,IF(R$36*$D701^4  +    R$37*$D701^3   +    R$38*$D701^2    +    R$39*$D701   +    R$40>1,1,R$36*$D701^4  +    R$37*$D701^3   +    R$38*$D701^2    +    R$39*$D701   +    R$40))","v":0},{"$f":"IF(AR$16=0,0,IF(S$36*$D701^4  +    S$37*$D701^3   +    S$38*$D701^2    +    S$39*$D701   +    S$40>1,1,S$36*$D701^4  +    S$37*$D701^3   +    S$38*$D701^2    +    S$39*$D701   +    S$40))","v":0},{"$f":"IF(AS$16=0,0,IF(T$36*$D701^4  +    T$37*$D701^3   +    T$38*$D701^2    +    T$39*$D701   +    T$40>1,1,T$36*$D701^4  +    T$37*$D701^3   +    T$38*$D701^2    +    T$39*$D701   +    T$40))","v":0},{"$f":"IF(AT$16=0,0,IF(U$36*$D701^4  +    U$37*$D701^3   +    U$38*$D701^2    +    U$39*$D701   +    U$40>1,1,U$36*$D701^4  +    U$37*$D701^3   +    U$38*$D701^2    +    U$39*$D701   +    U$40))","v":0},{"$f":"IF(AU$16=0,0,IF(V$36*$D701^4  +    V$37*$D701^3   +    V$38*$D701^2    +    V$39*$D701   +    V$40>1,1,V$36*$D701^4  +    V$37*$D701^3   +    V$38*$D701^2    +    V$39*$D701   +    V$40))","v":0},{"$f":"IF(AV$16=0,0,IF(W$36*$D701^4  +    W$37*$D701^3   +    W$38*$D701^2    +    W$39*$D701   +    W$40>1,1,W$36*$D701^4  +    W$37*$D701^3   +    W$38*$D701^2    +    W$39*$D701   +    W$40))","v":0},{"$f":"IF(AW$16=0,0,IF(X$36*$D701^4  +    X$37*$D701^3   +    X$38*$D701^2    +    X$39*$D701   +    X$40>1,1,X$36*$D701^4  +    X$37*$D701^3   +    X$38*$D701^2    +    X$39*$D701   +    X$40))","v":0},null,6.5599999999999046,0,0,0,0,{"$f":"IF(AE$43<>0,INDEX(I$45:I$1045, MATCH($Z701*(AE$43/24), $D$45:$D$1045)), 0)","v":0},{"$f":"IF(AF$43<>0,INDEX(J$45:J$1045, MATCH($Z701*(AF$43/24), $D$45:$D$1045)), 0)","v":0},{"$f":"IF(AG$43<>0,INDEX(K$45:K$1045, MATCH($Z701*(AG$43/24), $D$45:$D$1045)), 0)","v":0},{"$f":"IF(AH$43<>0,INDEX(L$45:L$1045, MATCH($Z701*(AH$43/24), $D$45:$D$1045)), 0)","v":0},{"$f":"IF(AI$43<>0,INDEX(M$45:M$1045, MATCH($Z701*(AI$43/24), $D$45:$D$1045)), 0)","v":0},{"$f":"IF(AJ$43<>0,INDEX(N$45:N$1045, MATCH($Z701*(AJ$43/24), $D$45:$D$1045)), 0)","v":0},{"$f":"IF(AK$43<>0,INDEX(O$45:O$1045, MATCH($Z701*(AK$43/24), $D$45:$D$1045)), 0)","v":0},{"$f":"IF(AL$43<>0,INDEX(P$45:P$1045, MATCH($Z701*(AL$43/24), $D$45:$D$1045)), 0)","v":0},{"$f":"IF(AM$43<>0,INDEX(Q$45:Q$1045, MATCH($Z701*(AM$43/24), $D$45:$D$1045)), 0)","v":0},{"$f":"IF(AN$43<>0,INDEX(R$45:R$1045, MATCH($Z701*(AN$43/24), $D$45:$D$1045)), 0)","v":0},{"$f":"IF(AO$43<>0,INDEX(S$45:S$1045, MATCH($Z701*(AO$43/24), $D$45:$D$1045)), 0)","v":0},{"$f":"IF(AP$43<>0,INDEX(T$45:T$1045, MATCH($Z701*(AP$43/24), $D$45:$D$1045)), 0)","v":0},{"$f":"IF(AQ$43<>0,INDEX(U$45:U$1045, MATCH($Z701*(AQ$43/24), $D$45:$D$1045)), 0)","v":0},{"$f":"IF(AR$43<>0,INDEX(V$45:V$1045, MATCH($Z701*(AR$43/24), $D$45:$D$1045)), 0)","v":0},{"$f":"IF(AS$43<>0,INDEX(W$45:W$1045, MATCH($Z701*(AS$43/24), $D$45:$D$1045)), 0)","v":0},{"$f":"IF(AT$43<>0,INDEX(X$45:X$1045, MATCH($Z701*(AT$43/24), $D$45:$D$1045)), 0)","v":0}]
[null,null,null,6.5699999999999044,0.45426857932063747,0,0,0,0,0,0,0,0,0,0,0,0,0,0,0,0,0,0,0,null,6.5699999999999044,0,0,0,0,0,0,0,0,0,0,0,0,0,0,0,0,0,0,0,0]
[null,null,null,6.5799999999999041,0.4558091827369411,0,0,0,0,0,0,0,0,0,0,0,0,0,0,0,0,0,0,0,null,6.5799999999999041,0,0,0,0,0,0,0,0,0,0,0,0,0,0,0,0,0,0,0,0]
[null,null,null,6.5899999999999039,0.45735512932283628,0,0,0,0,0,0,0,0,0,0,0,0,0,0,0,0,0,0,0,null,6.5899999999999039,0,0,0,0,0,0,0,0,0,0,0,0,0,0,0,0,0,0,0,0]
[null,null,null,6.5999999999999037,0.45890643545890297,0,0,0,0,0,0,0,0,0,0,0,0,0,0,0,0,0,0,0,null,6.5999999999999037,0,0,0,0,0,0,0,0,0,0,0,0,0,0,0,0,0,0,0,0]
[null,null,null,6.6099999999999035,0.46046311755200342,0,0,0,0,0,0,0,0,0,0,0,0,0,0,0,0,0,0,0,null,6.6099999999999035,0,0,0,0,0,0,0,0,0,0,0,0,0,0,0,0,0,0,0,0]
[null,null,null,6.6199999999999033,0.46202519203528192,0,0,0,0,0,0,0,0,0,0,0,0,0,0,0,0,0,0,0,null,6.6199999999999033,0,0,0,0,0,0,0,0,0,0,0,0,0,0,0,0,0,0,0,0]
[null,null,null,6.6299999999999031,0.46359267536816468,0,0,0,0,0,0,0,0,0,0,0,0,0,0,0,0,0,0,0,null,6.6299999999999031,0,0,0,0,0,0,0,0,0,0,0,0,0,0,0,0,0,0,0,0]
[null,null,null,6.6399999999999029,0.46516558403636021,0,0,0,0,0,0,0,0,0,0,0,0,0,0,0,0,0,0,0,null,6.6399999999999029,0,0,0,0,0,0,0,0,0,0,0,0,0,0,0,0,0,0,0,0]
[null,null,null,6.6499999999999027,0.46674393455185881,0,0,0,0,0,0,0,0,0,0,0,0,0,0,0,0,0,0,0,null,6.6499999999999027,0,0,0,0,0,0,0,0,0,0,0,0,0,0,0,0,0,0,0,0]
[null,null,null,6.6599999999999024,0.4683277434529331,0,0,0,0,0,0,0,0,0,0,0,0,0,0,0,0,0,0,0,null,6.6599999999999024,0,0,0,0,0,0,0,0,0,0,0,0,0,0,0,0,0,0,0,0]
[null,null,null,6.6699999999999022,0.4699170273041377,0,0,0,0,0,0,0,0,0,0,0,0,0,0,0,0,0,0,0,null,6.6699999999999022,0,0,0,0,0,0,0,0,0,0,0,0,0,0,0,0,0,0,0,0]
[null,null,null,6.679999999999902,0.47151180269630927,0,0,0,0,0,0,0,0,0,0,0,0,0,0,0,0,0,0,0,null,6.679999999999902,0,0,0,0,0,0,0,0,0,0,0,0,0,0,0,0,0,0,0,0]
[null,null,null,6.6899999999999018,0.47311208624656642,0,0,0,0,0,0,0,0,0,0,0,0,0,0,0,0,0,0,0,null,6.6899999999999018,0,0,0,0,0,0,0,0,0,0,0,0,0,0,0,0,0,0,0,0]
[null,null,null,6.6999999999999016,0.47471789459830999,0,0,0,0,0,0,0,0,0,0,0,0,0,0,0,0,0,0,0,null,6.6999999999999016,0,0,0,0,0,0,0,0,0,0,0,0,0,0,0,0,0,0,0,0]
[null,null,null,6.7099999999999014,0.47632924442122293,0,0,0,0,0,0,0,0,0,0,0,0,0,0,0,0,0,0,0,null,6.7099999999999014,0,0,0,0,0,0,0,0,0,0,0,0,0,0,0,0,0,0,0,0]
[null,null,null,6.7199999999999012,0.47794615241127014,0,0,0,0,0,0,0,0,0,0,0,0,0,0,0,0,0,0,0,null,6.7199999999999012,0,0,0,0,0,0,0,0,0,0,0,0,0,0,0,0,0,0,0,0]
[null,null,null,6.729999999999901,0.47956863529069865,0,0,0,0,0,0,0,0,0,0,0,0,0,0,0,0,0,0,0,null,6.729999999999901,0,0,0,0,0,0,0,0,0,0,0,0,0,0,0,0,0,0,0,0]
[null,null,null,6.7399999999999007,0.48119670980803753,0,0,0,0,0,0,0,0,0,0,0,0,0,0,0,0,0,0,0,null,6.7399999999999007,0,0,0,0,0,0,0,0,0,0,0,0,0,0,0,0,0,0,0,0]
[null,null,null,6.7499999999999005,0.48283039273809786,0,0,0,0,0,0,0,0,0,0,0,0,0,0,0,0,0,0,0,null,6.7499999999999005,0,0,0,0,0,0,0,0,0,0,0,0,0,0,0,0,0,0,0,0]
[null,null,null,6.7599999999999003,0.484469700881973,0,0,0,0,0,0,0,0,0,0,0,0,0,0,0,0,0,0,0,null,6.7599999999999003,0,0,0,0,0,0,0,0,0,0,0,0,0,0,0,0,0,0,0,0]
[null,null,null,6.7699999999999001,0.48611465106703811,0,0,0,0,0,0,0,0,0,0,0,0,0,0,0,0,0,0,0,null,6.7699999999999001,0,0,0,0,0,0,0,0,0,0,0,0,0,0,0,0,0,0,0,0]
[null,null,null,6.7799999999998999,0.4877652601469506,0,0,0,0,0,0,0,0,0,0,0,0,0,0,0,0,0,0,0,null,6.7799999999998999,0,0,0,0,0,0,0,0,0,0,0,0,0,0,0,0,0,0,0,0]
[null,null,null,6.7899999999998997,0.48942154500164997,0,0,0,0,0,0,0,0,0,0,0,0,0,0,0,0,0,0,0,null,6.7899999999998997,0,0,0,0,0,0,0,0,0,0,0,0,0,0,0,0,0,0,0,0]
[null,null,null,6.7999999999998995,0.49108352253735754,0,0,0,0,0,0,0,0,0,0,0,0,0,0,0,0,0,0,0,null,6.7999999999998995,0,0,0,0,0,0,0,0,0,0,0,0,0,0,0,0,0,0,0,0]
[null,null,null,6.8099999999998992,0.4927512096865771,0,0,0,0,0,0,0,0,0,0,0,0,0,0,0,0,0,0,0,null,6.8099999999998992,0,0,0,0,0,0,0,0,0,0,0,0,0,0,0,0,0,0,0,0]
[null,null,null,6.819999999999899,0.49442462340809407,0,0,0,0,0,0,0,0,0,0,0,0,0,0,0,0,0,0,0,null,6.819999999999899,0,0,0,0,0,0,0,0,0,0,0,0,0,0,0,0,0,0,0,0]
[null,null,null,6.8299999999998988,0.49610378068697641,0,0,0,0,0,0,0,0,0,0,0,0,0,0,0,0,0,0,0,null,6.8299999999998988,0,0,0,0,0,0,0,0,0,0,0,0,0,0,0,0,0,0,0,0]
[null,null,null,6.8399999999998986,0.49778869853457358,0,0,0,0,0,0,0,0,0,0,0,0,0,0,0,0,0,0,0,null,6.8399999999998986,0,0,0,0,0,0,0,0,0,0,0,0,0,0,0,0,0,0,0,0]
[null,null,null,6.8499999999998984,0.49947939398851771,0,0,0,0,0,0,0,0,0,0,0,0,0,0,0,0,0,0,0,null,6.8499999999998984,0,0,0,0,0,0,0,0,0,0,0,0,0,0,0,0,0,0,0,0]
[null,null,null,6.8599999999998982,0.50117588411272251,0,0,0,0,0,0,0,0,0,0,0,0,0,0,0,0,0,0,0,null,6.8599999999998982,0,0,0,0,0,0,0,0,0,0,0,0,0,0,0,0,0,0,0,0]
[null,null,null,6.869999999999898,0.5028781859973841,0,0,0,0,0,0,0,0,0,0,0,0,0,0,0,0,0,0,0,null,6.869999999999898,0,0,0,0,0,0,0,0,0,0,0,0,0,0,0,0,0,0,0,0]
[null,null,null,6.8799999999998978,0.50458631675898058,0,0,0,0,0,0,0,0,0,0,0,0,0,0,0,0,0,0,0,null,6.8799999999998978,0,0,0,0,0,0,0,0,0,0,0,0,0,0,0,0,0,0,0,0]
[null,null,null,6.8899999999998975,0.50630029354027206,0,0,0,0,0,0,0,0,0,0,0,0,0,0,0,0,0,0,0,null,6.8899999999998975,0,0,0,0,0,0,0,0,0,0,0,0,0,0,0,0,0,0,0,0]
[null,null,null,6.8999999999998973,0.50802013351030051,0,0,0,0,0,0,0,0,0,0,0,0,0,0,0,0,0,0,0,null,6.8999999999998973,0,0,0,0,0,0,0,0,0,0,0,0,0,0,0,0,0,0,0,0]
[null,null,null,6.9099999999998971,0.50974585386439031,0,0,0,0,0,0,0,0,0,0,0,0,0,0,0,0,0,0,0,null,6.9099999999998971,0,0,0,0,0,0,0,0,0,0,0,0,0,0,0,0,0,0,0,0]
[null,null,null,6.9199999999998969,0.51147747182414793,0,0,0,0,0,0,0,0,0,0,0,0,0,0,0,0,0,0,0,null,6.9199999999998969,0,0,0,0,0,0,0,0,0,0,0,0,0,0,0,0,0,0,0,0]
[null,null,null,6.9299999999998967,0.51321500463746172,0,0,0,0,0,0,0,0,0,0,0,0,0,0,0,0,0,0,0,null,6.9299999999998967,0,0,0,0,0,0,0,0,0,0,0,0,0,0,0,0,0,0,0,0]
[null,null,null,6.9399999999998965,0.514958469578502,0,0,0,0,0,0,0,0,0,0,0,0,0,0,0,0,0,0,0,null,6.9399999999998965,0,0,0,0,0,0,0,0,0,0,0,0,0,0,0,0,0,0,0,0]
[null,null,null,6.9499999999998963,0.5167078839477216,0,0,0,0,0,0,0,0,0,0,0,0,0,0,0,0,0,0,0,null,6.9499999999998963,0,0,0,0,0,0,0,0,0,0,0,0,0,0,0,0,0,0,0,0]
[null,null,null,6.959999999999896,0.51846326507185481,0,0,0,0,0,0,0,0,0,0,0,0,0,0,0,0,0,0,0,null,6.959999999999896,0,0,0,0,0,0,0,0,0,0,0,0,0,0,0,0,0,0,0,0]
[null,null,null,6.9699999999998958,0.52022463030391863,0,0,0,0,0,0,0,0,0,0,0,0,0,0,0,0,0,0,0,null,6.9699999999998958,0,0,0,0,0,0,0,0,0,0,0,0,0,0,0,0,0,0,0,0]
[null,null,null,6.9799999999998956,0.52199199702321164,0,0,0,0,0,0,0,0,0,0,0,0,0,0,0,0,0,0,0,null,6.9799999999998956,0,0,0,0,0,0,0,0,0,0,0,0,0,0,0,0,0,0,0,0]
[null,null,null,6.9899999999998954,0.52376538263531458,0,0,0,0,0,0,0,0,0,0,0,0,0,0,0,0,0,0,0,null,6.9899999999998954,0,0,0,0,0,0,0,0,0,0,0,0,0,0,0,0,0,0,0,0]
[null,null,null,6.9999999999998952,0.52554480457209052,0,0,0,0,0,0,0,0,0,0,0,0,0,0,0,0,0,0,0,null,6.9999999999998952,0,0,0,0,0,0,0,0,0,0,0,0,0,0,0,0,0,0,0,0]
[null,null,null,7.009999999999895,0.52733028029168416,0,0,0,0,0,0,0,0,0,0,0,0,0,0,0,0,0,0,0,null,7.009999999999895,0,0,0,0,0,0,0,0,0,0,0,0,0,0,0,0,0,0,0,0]
[null,null,null,7.0199999999998948,0.52912182727852297,0,0,0,0,0,0,0,0,0,0,0,0,0,0,0,0,0,0,0,null,7.0199999999998948,0,0,0,0,0,0,0,0,0,0,0,0,0,0,0,0,0,0,0,0]
[null,null,null,7.0299999999998946,0.53091946304331561,0,0,0,0,0,0,0,0,0,0,0,0,0,0,0,0,0,0,0,null,7.0299999999998946,0,0,0,0,0,0,0,0,0,0,0,0,0,0,0,0,0,0,0,0]
[null,null,null,7.0399999999998943,0.53272320512305371,0,0,0,0,0,0,0,0,0,0,0,0,0,0,0,0,0,0,0,null,7.0399999999998943,0,0,0,0,0,0,0,0,0,0,0,0,0,0,0,0,0,0,0,0]
[null,null,null,{"$f":"D749+0.01","v":7.0499999999998941},{"$f":"IF(AD$16=0,0,IF(E$36*$D750^4  +    E$37*$D750^3   +    E$38*$D750^2    +    E$39*$D750   +    E$40>1,1,E$36*$D750^4  +    E$37*$D750^3   +    E$38*$D750^2    +    E$39*$D750   +    E$40))","v":0.53453307108101011},{"$f":"IF(AE$16=0,0,IF(F$36*$D750^4  +    F$37*$D750^3   +    F$38*$D750^2    +    F$39*$D750   +    F$40>1,1,F$36*$D750^4  +    F$37*$D750^3   +    F$38*$D750^2    +    F$39*$D750   +    F$40))","v":0},{"$f":"IF(AF$16=0,0,IF(G$36*$D750^4  +    G$37*$D750^3   +    G$38*$D750^2    +    G$39*$D750   +    G$40>1,1,G$36*$D750^4  +    G$37*$D750^3   +    G$38*$D750^2    +    G$39*$D750   +    G$40))","v":0},{"$f":"IF(AG$16=0,0,IF(H$36*$D750^4  +    H$37*$D750^3   +    H$38*$D750^2    +    H$39*$D750   +    H$40>1,1,H$36*$D750^4  +    H$37*$D750^3   +    H$38*$D750^2    +    H$39*$D750   +    H$40))","v":0},0,0,0,0,0,0,0,0,0,0,0,0,0,0,0,0,null,{"$f":"Z749+0.01","v":7.0499999999998941},{"$f":"IF(AA$43<>0,INDEX(E$45:E$1045, MATCH($Z750*(AA$43/24), $D$45:$D$1045)), 0)","v":0},{"$f":"IF(AB$43<>0,INDEX(F$45:F$1045, MATCH($Z750*(AB$43/24), $D$45:$D$1045)), 0)","v":0},{"$f":"IF(AC$43<>0,INDEX(G$45:G$1045, MATCH($Z750*(AC$43/24), $D$45:$D$1045)), 0)","v":0},{"$f":"IF(AD$43<>0,INDEX(H$45:H$1045, MATCH($Z750*(AD$43/24), $D$45:$D$1045)), 0)","v":0},0,0,0,0,0,0,0,0,0,0,0,0,0,0,0,0]
[null,null,null,7.0599999999998939,0.53634907850674018,0,0,0,0,0,0,0,0,0,0,0,0,0,0,0,0,0,0,0,null,7.0599999999998939,0,0,0,0,0,0,0,0,0,0,0,0,0,0,0,0,0,0,0,0]
[null,null,null,7.0699999999998937,0.5381712450160816,0,0,0,0,0,0,0,0,0,0,0,0,0,0,0,0,0,0,0,null,7.0699999999998937,0,0,0,0,0,0,0,0,0,0,0,0,0,0,0,0,0,0,0,0]
[null,null,null,7.0799999999998935,0.53999958825115324,0,0,0,0,0,0,0,0,0,0,0,0,0,0,0,0,0,0,0,null,7.0799999999998935,0,0,0,0,0,0,0,0,0,0,0,0,0,0,0,0,0,0,0,0]
[null,null,null,7.0899999999998933,0.54183412588035718,0,0,0,0,0,0,0,0,0,0,0,0,0,0,0,0,0,0,0,null,7.0899999999998933,0,0,0,0,0,0,0,0,0,0,0,0,0,0,0,0,0,0,0,0]
[null,null,null,7.0999999999998931,0.54367487559837691,0,0,0,0,0,0,0,0,0,0,0,0,0,0,0,0,0,0,0,null,7.0999999999998931,0,0,0,0,0,0,0,0,0,0,0,0,0,0,0,0,0,0,0,0]
[null,null,null,7.1099999999998929,0.54552185512617779,0,0,0,0,0,0,0,0,0,0,0,0,0,0,0,0,0,0,0,null,7.1099999999998929,0,0,0,0,0,0,0,0,0,0,0,0,0,0,0,0,0,0,0,0]
[null,null,null,7.1199999999998926,0.54737508221100795,0,0,0,0,0,0,0,0,0,0,0,0,0,0,0,0,0,0,0,null,7.1199999999998926,0,0,0,0,0,0,0,0,0,0,0,0,0,0,0,0,0,0,0,0]
[null,null,null,7.1299999999998924,0.54923457462639691,0,0,0,0,0,0,0,0,0,0,0,0,0,0,0,0,0,0,0,null,7.1299999999998924,0,0,0,0,0,0,0,0,0,0,0,0,0,0,0,0,0,0,0,0]
[null,null,null,7.1399999999998922,0.55110035017215675,0,0,0,0,0,0,0,0,0,0,0,0,0,0,0,0,0,0,0,null,7.1399999999998922,0,0,0,0,0,0,0,0,0,0,0,0,0,0,0,0,0,0,0,0]
[null,null,null,7.149999999999892,0.55297242667438118,0,0,0,0,0,0,0,0,0,0,0,0,0,0,0,0,0,0,0,null,7.149999999999892,0,0,0,0,0,0,0,0,0,0,0,0,0,0,0,0,0,0,0,0]
[null,null,null,7.1599999999998918,0.55485082198544622,0,0,0,0,0,0,0,0,0,0,0,0,0,0,0,0,0,0,0,null,7.1599999999998918,0,0,0,0,0,0,0,0,0,0,0,0,0,0,0,0,0,0,0,0]
[null,null,null,7.1699999999998916,0.55673555398400998,0,0,0,0,0,0,0,0,0,0,0,0,0,0,0,0,0,0,0,null,7.1699999999998916,0,0,0,0,0,0,0,0,0,0,0,0,0,0,0,0,0,0,0,0]
[null,null,null,7.1799999999998914,0.55862664057501288,0,0,0,0,0,0,0,0,0,0,0,0,0,0,0,0,0,0,0,null,7.1799999999998914,0,0,0,0,0,0,0,0,0,0,0,0,0,0,0,0,0,0,0,0]
[null,null,null,7.1899999999998911,0.56052409968967698,0,0,0,0,0,0,0,0,0,0,0,0,0,0,0,0,0,0,0,null,7.1899999999998911,0,0,0,0,0,0,0,0,0,0,0,0,0,0,0,0,0,0,0,0]
[null,null,null,7.1999999999998909,0.56242794928550621,0,0,0,{"$f":"IF(AH$16=0,0,IF(I$36*$D765^4  +    I$37*$D765^3   +    I$38*$D765^2    +    I$39*$D765   +    I$40>1,1,I$36*$D765^4  +    I$37*$D765^3   +    I$38*$D765^2    +    I$39*$D765   +    I$40))","v":0},{"$f":"IF(AI$16=0,0,IF(J$36*$D765^4  +    J$37*$D765^3   +    J$38*$D765^2    +    J$39*$D765   +    J$40>1,1,J$36*$D765^4  +    J$37*$D765^3   +    J$38*$D765^2    +    J$39*$D765   +    J$40))","v":0},{"$f":"IF(AJ$16=0,0,IF(K$36*$D765^4  +    K$37*$D765^3   +    K$38*$D765^2    +    K$39*$D765   +    K$40>1,1,K$36*$D765^4  +    K$37*$D765^3   +    K$38*$D765^2    +    K$39*$D765   +    K$40))","v":0},{"$f":"IF(AK$16=0,0,IF(L$36*$D765^4  +    L$37*$D765^3   +    L$38*$D765^2    +    L$39*$D765   +    L$40>1,1,L$36*$D765^4  +    L$37*$D765^3   +    L$38*$D765^2    +    L$39*$D765   +    L$40))","v":0},{"$f":"IF(AL$16=0,0,IF(M$36*$D765^4  +    M$37*$D765^3   +    M$38*$D765^2    +    M$39*$D765   +    M$40>1,1,M$36*$D765^4  +    M$37*$D765^3   +    M$38*$D765^2    +    M$39*$D765   +    M$40))","v":0},{"$f":"IF(AM$16=0,0,IF(N$36*$D765^4  +    N$37*$D765^3   +    N$38*$D765^2    +    N$39*$D765   +    N$40>1,1,N$36*$D765^4  +    N$37*$D765^3   +    N$38*$D765^2    +    N$39*$D765   +    N$40))","v":0},{"$f":"IF(AN$16=0,0,IF(O$36*$D765^4  +    O$37*$D765^3   +    O$38*$D765^2    +    O$39*$D765   +    O$40>1,1,O$36*$D765^4  +    O$37*$D765^3   +    O$38*$D765^2    +    O$39*$D765   +    O$40))","v":0},{"$f":"IF(AO$16=0,0,IF(P$36*$D765^4  +    P$37*$D765^3   +    P$38*$D765^2    +    P$39*$D765   +    P$40>1,1,P$36*$D765^4  +    P$37*$D765^3   +    P$38*$D765^2    +    P$39*$D765   +    P$40))","v":0},{"$f":"IF(AP$16=0,0,IF(Q$36*$D765^4  +    Q$37*$D765^3   +    Q$38*$D765^2    +    Q$39*$D765   +    Q$40>1,1,Q$36*$D765^4  +    Q$37*$D765^3   +    Q$38*$D765^2    +    Q$39*$D765   +    Q$40))","v":0},{"$f":"IF(AQ$16=0,0,IF(R$36*$D765^4  +    R$37*$D765^3   +    R$38*$D765^2    +    R$39*$D765   +    R$40>1,1,R$36*$D765^4  +    R$37*$D765^3   +    R$38*$D765^2    +    R$39*$D765   +    R$40))","v":0},{"$f":"IF(AR$16=0,0,IF(S$36*$D765^4  +    S$37*$D765^3   +    S$38*$D765^2    +    S$39*$D765   +    S$40>1,1,S$36*$D765^4  +    S$37*$D765^3   +    S$38*$D765^2    +    S$39*$D765   +    S$40))","v":0},{"$f":"IF(AS$16=0,0,IF(T$36*$D765^4  +    T$37*$D765^3   +    T$38*$D765^2    +    T$39*$D765   +    T$40>1,1,T$36*$D765^4  +    T$37*$D765^3   +    T$38*$D765^2    +    T$39*$D765   +    T$40))","v":0},{"$f":"IF(AT$16=0,0,IF(U$36*$D765^4  +    U$37*$D765^3   +    U$38*$D765^2    +    U$39*$D765   +    U$40>1,1,U$36*$D765^4  +    U$37*$D765^3   +    U$38*$D765^2    +    U$39*$D765   +    U$40))","v":0},{"$f":"IF(AU$16=0,0,IF(V$36*$D765^4  +    V$37*$D765^3   +    V$38*$D765^2    +    V$39*$D765   +    V$40>1,1,V$36*$D765^4  +    V$37*$D765^3   +    V$38*$D765^2    +    V$39*$D765   +    V$40))","v":0},{"$f":"IF(AV$16=0,0,IF(W$36*$D765^4  +    W$37*$D765^3   +    W$38*$D765^2    +    W$39*$D765   +    W$40>1,1,W$36*$D765^4  +    W$37*$D765^3   +    W$38*$D765^2    +    W$39*$D765   +    W$40))","v":0},{"$f":"IF(AW$16=0,0,IF(X$36*$D765^4  +    X$37*$D765^3   +    X$38*$D765^2    +    X$39*$D765   +    X$40>1,1,X$36*$D765^4  +    X$37*$D765^3   +    X$38*$D765^2    +    X$39*$D765   +    X$40))","v":0},null,7.1999999999998909,0,0,0,0,{"$f":"IF(AE$43<>0,INDEX(I$45:I$1045, MATCH($Z765*(AE$43/24), $D$45:$D$1045)), 0)","v":0},{"$f":"IF(AF$43<>0,INDEX(J$45:J$1045, MATCH($Z765*(AF$43/24), $D$45:$D$1045)), 0)","v":0},{"$f":"IF(AG$43<>0,INDEX(K$45:K$1045, MATCH($Z765*(AG$43/24), $D$45:$D$1045)), 0)","v":0},{"$f":"IF(AH$43<>0,INDEX(L$45:L$1045, MATCH($Z765*(AH$43/24), $D$45:$D$1045)), 0)","v":0},{"$f":"IF(AI$43<>0,INDEX(M$45:M$1045, MATCH($Z765*(AI$43/24), $D$45:$D$1045)), 0)","v":0},{"$f":"IF(AJ$43<>0,INDEX(N$45:N$1045, MATCH($Z765*(AJ$43/24), $D$45:$D$1045)), 0)","v":0},{"$f":"IF(AK$43<>0,INDEX(O$45:O$1045, MATCH($Z765*(AK$43/24), $D$45:$D$1045)), 0)","v":0},{"$f":"IF(AL$43<>0,INDEX(P$45:P$1045, MATCH($Z765*(AL$43/24), $D$45:$D$1045)), 0)","v":0},{"$f":"IF(AM$43<>0,INDEX(Q$45:Q$1045, MATCH($Z765*(AM$43/24), $D$45:$D$1045)), 0)","v":0},{"$f":"IF(AN$43<>0,INDEX(R$45:R$1045, MATCH($Z765*(AN$43/24), $D$45:$D$1045)), 0)","v":0},{"$f":"IF(AO$43<>0,INDEX(S$45:S$1045, MATCH($Z765*(AO$43/24), $D$45:$D$1045)), 0)","v":0},{"$f":"IF(AP$43<>0,INDEX(T$45:T$1045, MATCH($Z765*(AP$43/24), $D$45:$D$1045)), 0)","v":0},{"$f":"IF(AQ$43<>0,INDEX(U$45:U$1045, MATCH($Z765*(AQ$43/24), $D$45:$D$1045)), 0)","v":0},{"$f":"IF(AR$43<>0,INDEX(V$45:V$1045, MATCH($Z765*(AR$43/24), $D$45:$D$1045)), 0)","v":0},{"$f":"IF(AS$43<>0,INDEX(W$45:W$1045, MATCH($Z765*(AS$43/24), $D$45:$D$1045)), 0)","v":0},{"$f":"IF(AT$43<>0,INDEX(X$45:X$1045, MATCH($Z765*(AT$43/24), $D$45:$D$1045)), 0)","v":0}]
[null,null,null,7.2099999999998907,0.56433820734628748,0,0,0,0,0,0,0,0,0,0,0,0,0,0,0,0,0,0,0,null,7.2099999999998907,0,0,0,0,0,0,0,0,0,0,0,0,0,0,0,0,0,0,0,0]
[null,null,null,7.2199999999998905,0.56625489188208888,0,0,0,0,0,0,0,0,0,0,0,0,0,0,0,0,0,0,0,null,7.2199999999998905,0,0,0,0,0,0,0,0,0,0,0,0,0,0,0,0,0,0,0,0]
[null,null,null,7.2299999999998903,0.56817802092926106,0,0,0,0,0,0,0,0,0,0,0,0,0,0,0,0,0,0,0,null,7.2299999999998903,0,0,0,0,0,0,0,0,0,0,0,0,0,0,0,0,0,0,0,0]
[null,null,null,7.2399999999998901,0.57010761255043629,0,0,0,0,0,0,0,0,0,0,0,0,0,0,0,0,0,0,0,null,7.2399999999998901,0,0,0,0,0,0,0,0,0,0,0,0,0,0,0,0,0,0,0,0]
[null,null,null,7.2499999999998899,0.57204368483452961,0,0,0,0,0,0,0,0,0,0,0,0,0,0,0,0,0,0,0,null,7.2499999999998899,0,0,0,0,0,0,0,0,0,0,0,0,0,0,0,0,0,0,0,0]
[null,null,null,7.2599999999998897,0.57398625589673768,0,0,0,0,0,0,0,0,0,0,0,0,0,0,0,0,0,0,0,null,7.2599999999998897,0,0,0,0,0,0,0,0,0,0,0,0,0,0,0,0,0,0,0,0]
[null,null,null,7.2699999999998894,0.57593534387853884,0,0,0,0,0,0,0,0,0,0,0,0,0,0,0,0,0,0,0,null,7.2699999999998894,0,0,0,0,0,0,0,0,0,0,0,0,0,0,0,0,0,0,0,0]
[null,null,null,7.2799999999998892,0.5778909669476946,0,0,0,0,0,0,0,0,0,0,0,0,0,0,0,0,0,0,0,null,7.2799999999998892,0,0,0,0,0,0,0,0,0,0,0,0,0,0,0,0,0,0,0,0]
[null,null,null,7.289999999999889,0.57985314329824722,0,0,0,0,0,0,0,0,0,0,0,0,0,0,0,0,0,0,0,null,7.289999999999889,0,0,0,0,0,0,0,0,0,0,0,0,0,0,0,0,0,0,0,0]
[null,null,null,7.2999999999998888,0.58182189115052219,0,0,0,0,0,0,0,0,0,0,0,0,0,0,0,0,0,0,0,null,7.2999999999998888,0,0,0,0,0,0,0,0,0,0,0,0,0,0,0,0,0,0,0,0]
[null,null,null,7.3099999999998886,0.58379722875112616,0,0,0,0,0,0,0,0,0,0,0,0,0,0,0,0,0,0,0,null,7.3099999999998886,0,0,0,0,0,0,0,0,0,0,0,0,0,0,0,0,0,0,0,0]
[null,null,null,7.3199999999998884,0.58577917437294857,0,0,0,0,0,0,0,0,0,0,0,0,0,0,0,0,0,0,0,null,7.3199999999998884,0,0,0,0,0,0,0,0,0,0,0,0,0,0,0,0,0,0,0,0]
[null,null,null,7.3299999999998882,0.58776774631516071,0,0,0,0,0,0,0,0,0,0,0,0,0,0,0,0,0,0,0,null,7.3299999999998882,0,0,0,0,0,0,0,0,0,0,0,0,0,0,0,0,0,0,0,0]
[null,null,null,7.3399999999998879,0.58976296290321528,0,0,0,0,0,0,0,0,0,0,0,0,0,0,0,0,0,0,0,null,7.3399999999998879,0,0,0,0,0,0,0,0,0,0,0,0,0,0,0,0,0,0,0,0]
[null,null,null,7.3499999999998877,0.5917648424888482,0,0,0,0,0,0,0,0,0,0,0,0,0,0,0,0,0,0,0,null,7.3499999999998877,0,0,0,0,0,0,0,0,0,0,0,0,0,0,0,0,0,0,0,0]
[null,null,null,7.3599999999998875,0.59377340345007634,0,0,0,0,0,0,0,0,0,0,0,0,0,0,0,0,0,0,0,null,7.3599999999998875,0,0,0,0,0,0,0,0,0,0,0,0,0,0,0,0,0,0,0,0]
[null,null,null,7.3699999999998873,0.5957886641911998,0,0,0,0,0,0,0,0,0,0,0,0,0,0,0,0,0,0,0,null,7.3699999999998873,0,0,0,0,0,0,0,0,0,0,0,0,0,0,0,0,0,0,0,0]
[null,null,null,7.3799999999998871,0.59781064314279964,0,0,0,0,0,0,0,0,0,0,0,0,0,0,0,0,0,0,0,null,7.3799999999998871,0,0,0,0,0,0,0,0,0,0,0,0,0,0,0,0,0,0,0,0]
[null,null,null,7.3899999999998869,0.59983935876173966,0,0,0,0,0,0,0,0,0,0,0,0,0,0,0,0,0,0,0,null,7.3899999999998869,0,0,0,0,0,0,0,0,0,0,0,0,0,0,0,0,0,0,0,0]
[null,null,null,7.3999999999998867,0.60187482953116556,0,0,0,0,0,0,0,0,0,0,0,0,0,0,0,0,0,0,0,null,7.3999999999998867,0,0,0,0,0,0,0,0,0,0,0,0,0,0,0,0,0,0,0,0]
[null,null,null,7.4099999999998865,0.60391707396050509,0,0,0,0,0,0,0,0,0,0,0,0,0,0,0,0,0,0,0,null,7.4099999999998865,0,0,0,0,0,0,0,0,0,0,0,0,0,0,0,0,0,0,0,0]
[null,null,null,7.4199999999998862,0.6059661105854679,0,0,0,0,0,0,0,0,0,0,0,0,0,0,0,0,0,0,0,null,7.4199999999998862,0,0,0,0,0,0,0,0,0,0,0,0,0,0,0,0,0,0,0,0]
[null,null,null,7.429999999999886,0.60802195796804592,0,0,0,0,0,0,0,0,0,0,0,0,0,0,0,0,0,0,0,null,7.429999999999886,0,0,0,0,0,0,0,0,0,0,0,0,0,0,0,0,0,0,0,0]
[null,null,null,7.4399999999998858,0.61008463469651342,0,0,0,0,0,0,0,0,0,0,0,0,0,0,0,0,0,0,0,null,7.4399999999998858,0,0,0,0,0,0,0,0,0,0,0,0,0,0,0,0,0,0,0,0]
[null,null,null,7.4499999999998856,0.61215415938542606,0,0,0,0,0,0,0,0,0,0,0,0,0,0,0,0,0,0,0,null,7.4499999999998856,0,0,0,0,0,0,0,0,0,0,0,0,0,0,0,0,0,0,0,0]
[null,null,null,7.4599999999998854,0.61423055067562204,0,0,0,0,0,0,0,0,0,0,0,0,0,0,0,0,0,0,0,null,7.4599999999998854,0,0,0,0,0,0,0,0,0,0,0,0,0,0,0,0,0,0,0,0]
[null,null,null,7.4699999999998852,0.61631382723422168,0,0,0,0,0,0,0,0,0,0,0,0,0,0,0,0,0,0,0,null,7.4699999999998852,0,0,0,0,0,0,0,0,0,0,0,0,0,0,0,0,0,0,0,0]
[null,null,null,7.479999999999885,0.61840400775462712,0,0,0,0,0,0,0,0,0,0,0,0,0,0,0,0,0,0,0,null,7.479999999999885,0,0,0,0,0,0,0,0,0,0,0,0,0,0,0,0,0,0,0,0]
[null,null,null,7.4899999999998847,0.62050111095652261,0,0,0,0,0,0,0,0,0,0,0,0,0,0,0,0,0,0,0,null,7.4899999999998847,0,0,0,0,0,0,0,0,0,0,0,0,0,0,0,0,0,0,0,0]
[null,null,null,7.4999999999998845,0.6226051555858747,0,0,0,0,0,0,0,0,0,0,0,0,0,0,0,0,0,0,0,null,7.4999999999998845,0,0,0,0,0,0,0,0,0,0,0,0,0,0,0,0,0,0,0,0]
[null,null,null,7.5099999999998843,0.62471616041493161,0,0,0,0,0,0,0,0,0,0,0,0,0,0,0,0,0,0,0,null,7.5099999999998843,0,0,0,0,0,0,0,0,0,0,0,0,0,0,0,0,0,0,0,0]
[null,null,null,7.5199999999998841,0.62683414424222406,0,0,0,0,0,0,0,0,0,0,0,0,0,0,0,0,0,0,0,null,7.5199999999998841,0,0,0,0,0,0,0,0,0,0,0,0,0,0,0,0,0,0,0,0]
[null,null,null,7.5299999999998839,0.62895912589256442,0,0,0,0,0,0,0,0,0,0,0,0,0,0,0,0,0,0,0,null,7.5299999999998839,0,0,0,0,0,0,0,0,0,0,0,0,0,0,0,0,0,0,0,0]
[null,null,null,7.5399999999998837,0.63109112421704761,0,0,0,0,0,0,0,0,0,0,0,0,0,0,0,0,0,0,0,null,7.5399999999998837,0,0,0,0,0,0,0,0,0,0,0,0,0,0,0,0,0,0,0,0]
[null,null,null,7.5499999999998835,0.63323015809305017,0,0,0,0,0,0,0,0,0,0,0,0,0,0,0,0,0,0,0,null,7.5499999999998835,0,0,0,0,0,0,0,0,0,0,0,0,0,0,0,0,0,0,0,0]
[null,null,null,7.5599999999998833,0.63537624642423096,0,0,0,0,0,0,0,0,0,0,0,0,0,0,0,0,0,0,0,null,7.5599999999998833,0,0,0,0,0,0,0,0,0,0,0,0,0,0,0,0,0,0,0,0]
[null,null,null,7.569999999999883,0.63752940814053094,0,0,0,0,0,0,0,0,0,0,0,0,0,0,0,0,0,0,0,null,7.569999999999883,0,0,0,0,0,0,0,0,0,0,0,0,0,0,0,0,0,0,0,0]
[null,null,null,7.5799999999998828,0.63968966219817291,0,0,0,0,0,0,0,0,0,0,0,0,0,0,0,0,0,0,0,null,7.5799999999998828,0,0,0,0,0,0,0,0,0,0,0,0,0,0,0,0,0,0,0,0]
[null,null,null,7.5899999999998826,0.64185702757966179,0,0,0,0,0,0,0,0,0,0,0,0,0,0,0,0,0,0,0,null,7.5899999999998826,0,0,0,0,0,0,0,0,0,0,0,0,0,0,0,0,0,0,0,0]
[null,null,null,7.5999999999998824,0.64403152329378499,0,0,0,0,0,0,0,0,0,0,0,0,0,0,0,0,0,0,0,null,7.5999999999998824,0,0,0,0,0,0,0,0,0,0,0,0,0,0,0,0,0,0,0,0]
[null,null,null,7.6099999999998822,0.64621316837561138,0,0,0,0,0,0,0,0,0,0,0,0,0,0,0,0,0,0,0,null,7.6099999999998822,0,0,0,0,0,0,0,0,0,0,0,0,0,0,0,0,0,0,0,0]
[null,null,null,7.619999999999882,0.64840198188649212,0,0,0,0,0,0,0,0,0,0,0,0,0,0,0,0,0,0,0,null,7.619999999999882,0,0,0,0,0,0,0,0,0,0,0,0,0,0,0,0,0,0,0,0]
[null,null,null,7.6299999999998818,0.6505979829140609,0,0,0,0,0,0,0,0,0,0,0,0,0,0,0,0,0,0,0,null,7.6299999999998818,0,0,0,0,0,0,0,0,0,0,0,0,0,0,0,0,0,0,0,0]
[null,null,null,7.6399999999998816,0.65280119057223263,0,0,0,0,0,0,0,0,0,0,0,0,0,0,0,0,0,0,0,null,7.6399999999998816,0,0,0,0,0,0,0,0,0,0,0,0,0,0,0,0,0,0,0,0]
[null,null,null,7.6499999999998813,0.65501162400120472,0,0,0,0,0,0,0,0,0,0,0,0,0,0,0,0,0,0,0,null,7.6499999999998813,0,0,0,0,0,0,0,0,0,0,0,0,0,0,0,0,0,0,0,0]
[null,null,null,7.6599999999998811,0.65722930236745714,0,0,0,0,0,0,0,0,0,0,0,0,0,0,0,0,0,0,0,null,7.6599999999998811,0,0,0,0,0,0,0,0,0,0,0,0,0,0,0,0,0,0,0,0]
[null,null,null,7.6699999999998809,0.65945424486375104,0,0,0,0,0,0,0,0,0,0,0,0,0,0,0,0,0,0,0,null,7.6699999999998809,0,0,0,0,0,0,0,0,0,0,0,0,0,0,0,0,0,0,0,0]
[null,null,null,7.6799999999998807,0.66168647070913011,0,0,0,0,0,0,0,0,0,0,0,0,0,0,0,0,0,0,0,null,7.6799999999998807,0,0,0,0,0,0,0,0,0,0,0,0,0,0,0,0,0,0,0,0]
[null,null,null,{"$f":"D813+0.01","v":7.6899999999998805},{"$f":"IF(AD$16=0,0,IF(E$36*$D814^4  +    E$37*$D814^3   +    E$38*$D814^2    +    E$39*$D814   +    E$40>1,1,E$36*$D814^4  +    E$37*$D814^3   +    E$38*$D814^2    +    E$39*$D814   +    E$40))","v":0.66392599914892036},{"$f":"IF(AE$16=0,0,IF(F$36*$D814^4  +    F$37*$D814^3   +    F$38*$D814^2    +    F$39*$D814   +    F$40>1,1,F$36*$D814^4  +    F$37*$D814^3   +    F$38*$D814^2    +    F$39*$D814   +    F$40))","v":0},{"$f":"IF(AF$16=0,0,IF(G$36*$D814^4  +    G$37*$D814^3   +    G$38*$D814^2    +    G$39*$D814   +    G$40>1,1,G$36*$D814^4  +    G$37*$D814^3   +    G$38*$D814^2    +    G$39*$D814   +    G$40))","v":0},{"$f":"IF(AG$16=0,0,IF(H$36*$D814^4  +    H$37*$D814^3   +    H$38*$D814^2    +    H$39*$D814   +    H$40>1,1,H$36*$D814^4  +    H$37*$D814^3   +    H$38*$D814^2    +    H$39*$D814   +    H$40))","v":0},0,0,0,0,0,0,0,0,0,0,0,0,0,0,0,0,null,{"$f":"Z813+0.01","v":7.6899999999998805},{"$f":"IF(AA$43<>0,INDEX(E$45:E$1045, MATCH($Z814*(AA$43/24), $D$45:$D$1045)), 0)","v":0},{"$f":"IF(AB$43<>0,INDEX(F$45:F$1045, MATCH($Z814*(AB$43/24), $D$45:$D$1045)), 0)","v":0},{"$f":"IF(AC$43<>0,INDEX(G$45:G$1045, MATCH($Z814*(AC$43/24), $D$45:$D$1045)), 0)","v":0},{"$f":"IF(AD$43<>0,INDEX(H$45:H$1045, MATCH($Z814*(AD$43/24), $D$45:$D$1045)), 0)","v":0},0,0,0,0,0,0,0,0,0,0,0,0,0,0,0,0]
[null,null,null,7.6999999999998803,0.66617284945472921,0,0,0,0,0,0,0,0,0,0,0,0,0,0,0,0,0,0,0,null,7.6999999999998803,0,0,0,0,0,0,0,0,0,0,0,0,0,0,0,0,0,0,0,0]
[null,null,null,7.7099999999998801,0.6684270409244466,0,0,0,0,0,0,0,0,0,0,0,0,0,0,0,0,0,0,0,null,7.7099999999998801,0,0,0,0,0,0,0,0,0,0,0,0,0,0,0,0,0,0,0,0]
[null,null,null,7.7199999999998798,0.67068859288224436,0,0,0,0,0,0,0,0,0,0,0,0,0,0,0,0,0,0,0,null,7.7199999999998798,0,0,0,0,0,0,0,0,0,0,0,0,0,0,0,0,0,0,0,0]
[null,null,null,7.7299999999998796,0.67295752467857683,0,0,0,0,0,0,0,0,0,0,0,0,0,0,0,0,0,0,0,null,7.7299999999998796,0,0,0,0,0,0,0,0,0,0,0,0,0,0,0,0,0,0,0,0]
[null,null,null,7.7399999999998794,0.6752338556901798,0,0,0,0,0,0,0,0,0,0,0,0,0,0,0,0,0,0,0,null,7.7399999999998794,0,0,0,0,0,0,0,0,0,0,0,0,0,0,0,0,0,0,0,0]
[null,null,null,7.7499999999998792,0.6775176053200711,0,0,0,0,0,0,0,0,0,0,0,0,0,0,0,0,0,0,0,null,7.7499999999998792,0,0,0,0,0,0,0,0,0,0,0,0,0,0,0,0,0,0,0,0]
[null,null,null,7.759999999999879,0.67980879299755137,0,0,0,0,0,0,0,0,0,0,0,0,0,0,0,0,0,0,0,null,7.759999999999879,0,0,0,0,0,0,0,0,0,0,0,0,0,0,0,0,0,0,0,0]
[null,null,null,7.7699999999998788,0.68210743817820285,0,0,0,0,0,0,0,0,0,0,0,0,0,0,0,0,0,0,0,null,7.7699999999998788,0,0,0,0,0,0,0,0,0,0,0,0,0,0,0,0,0,0,0,0]
[null,null,null,7.7799999999998786,0.68441356034388945,0,0,0,0,0,0,0,0,0,0,0,0,0,0,0,0,0,0,0,null,7.7799999999998786,0,0,0,0,0,0,0,0,0,0,0,0,0,0,0,0,0,0,0,0]
[null,null,null,7.7899999999998784,0.68672717900275826,0,0,0,0,0,0,0,0,0,0,0,0,0,0,0,0,0,0,0,null,7.7899999999998784,0,0,0,0,0,0,0,0,0,0,0,0,0,0,0,0,0,0,0,0]
[null,null,null,7.7999999999998781,0.68904831368923714,0,0,0,0,0,0,0,0,0,0,0,0,0,0,0,0,0,0,0,null,7.7999999999998781,0,0,0,0,0,0,0,0,0,0,0,0,0,0,0,0,0,0,0,0]
[null,null,null,7.8099999999998779,0.69137698396403713,0,0,0,0,0,0,0,0,0,0,0,0,0,0,0,0,0,0,0,null,7.8099999999998779,0,0,0,0,0,0,0,0,0,0,0,0,0,0,0,0,0,0,0,0]
[null,null,null,7.8199999999998777,0.69371320941415027,0,0,0,0,0,0,0,0,0,0,0,0,0,0,0,0,0,0,0,null,7.8199999999998777,0,0,0,0,0,0,0,0,0,0,0,0,0,0,0,0,0,0,0,0]
[null,null,null,7.8299999999998775,0.69605700965285155,0,0,0,0,0,0,0,0,0,0,0,0,0,0,0,0,0,0,0,null,7.8299999999998775,0,0,0,0,0,0,0,0,0,0,0,0,0,0,0,0,0,0,0,0]
[null,null,null,7.8399999999998773,0.69840840431969786,0,0,0,{"$f":"IF(AH$16=0,0,IF(I$36*$D829^4  +    I$37*$D829^3   +    I$38*$D829^2    +    I$39*$D829   +    I$40>1,1,I$36*$D829^4  +    I$37*$D829^3   +    I$38*$D829^2    +    I$39*$D829   +    I$40))","v":0},{"$f":"IF(AI$16=0,0,IF(J$36*$D829^4  +    J$37*$D829^3   +    J$38*$D829^2    +    J$39*$D829   +    J$40>1,1,J$36*$D829^4  +    J$37*$D829^3   +    J$38*$D829^2    +    J$39*$D829   +    J$40))","v":0},{"$f":"IF(AJ$16=0,0,IF(K$36*$D829^4  +    K$37*$D829^3   +    K$38*$D829^2    +    K$39*$D829   +    K$40>1,1,K$36*$D829^4  +    K$37*$D829^3   +    K$38*$D829^2    +    K$39*$D829   +    K$40))","v":0},{"$f":"IF(AK$16=0,0,IF(L$36*$D829^4  +    L$37*$D829^3   +    L$38*$D829^2    +    L$39*$D829   +    L$40>1,1,L$36*$D829^4  +    L$37*$D829^3   +    L$38*$D829^2    +    L$39*$D829   +    L$40))","v":0},{"$f":"IF(AL$16=0,0,IF(M$36*$D829^4  +    M$37*$D829^3   +    M$38*$D829^2    +    M$39*$D829   +    M$40>1,1,M$36*$D829^4  +    M$37*$D829^3   +    M$38*$D829^2    +    M$39*$D829   +    M$40))","v":0},{"$f":"IF(AM$16=0,0,IF(N$36*$D829^4  +    N$37*$D829^3   +    N$38*$D829^2    +    N$39*$D829   +    N$40>1,1,N$36*$D829^4  +    N$37*$D829^3   +    N$38*$D829^2    +    N$39*$D829   +    N$40))","v":0},{"$f":"IF(AN$16=0,0,IF(O$36*$D829^4  +    O$37*$D829^3   +    O$38*$D829^2    +    O$39*$D829   +    O$40>1,1,O$36*$D829^4  +    O$37*$D829^3   +    O$38*$D829^2    +    O$39*$D829   +    O$40))","v":0},{"$f":"IF(AO$16=0,0,IF(P$36*$D829^4  +    P$37*$D829^3   +    P$38*$D829^2    +    P$39*$D829   +    P$40>1,1,P$36*$D829^4  +    P$37*$D829^3   +    P$38*$D829^2    +    P$39*$D829   +    P$40))","v":0},{"$f":"IF(AP$16=0,0,IF(Q$36*$D829^4  +    Q$37*$D829^3   +    Q$38*$D829^2    +    Q$39*$D829   +    Q$40>1,1,Q$36*$D829^4  +    Q$37*$D829^3   +    Q$38*$D829^2    +    Q$39*$D829   +    Q$40))","v":0},{"$f":"IF(AQ$16=0,0,IF(R$36*$D829^4  +    R$37*$D829^3   +    R$38*$D829^2    +    R$39*$D829   +    R$40>1,1,R$36*$D829^4  +    R$37*$D829^3   +    R$38*$D829^2    +    R$39*$D829   +    R$40))","v":0},{"$f":"IF(AR$16=0,0,IF(S$36*$D829^4  +    S$37*$D829^3   +    S$38*$D829^2    +    S$39*$D829   +    S$40>1,1,S$36*$D829^4  +    S$37*$D829^3   +    S$38*$D829^2    +    S$39*$D829   +    S$40))","v":0},{"$f":"IF(AS$16=0,0,IF(T$36*$D829^4  +    T$37*$D829^3   +    T$38*$D829^2    +    T$39*$D829   +    T$40>1,1,T$36*$D829^4  +    T$37*$D829^3   +    T$38*$D829^2    +    T$39*$D829   +    T$40))","v":0},{"$f":"IF(AT$16=0,0,IF(U$36*$D829^4  +    U$37*$D829^3   +    U$38*$D829^2    +    U$39*$D829   +    U$40>1,1,U$36*$D829^4  +    U$37*$D829^3   +    U$38*$D829^2    +    U$39*$D829   +    U$40))","v":0},{"$f":"IF(AU$16=0,0,IF(V$36*$D829^4  +    V$37*$D829^3   +    V$38*$D829^2    +    V$39*$D829   +    V$40>1,1,V$36*$D829^4  +    V$37*$D829^3   +    V$38*$D829^2    +    V$39*$D829   +    V$40))","v":0},{"$f":"IF(AV$16=0,0,IF(W$36*$D829^4  +    W$37*$D829^3   +    W$38*$D829^2    +    W$39*$D829   +    W$40>1,1,W$36*$D829^4  +    W$37*$D829^3   +    W$38*$D829^2    +    W$39*$D829   +    W$40))","v":0},{"$f":"IF(AW$16=0,0,IF(X$36*$D829^4  +    X$37*$D829^3   +    X$38*$D829^2    +    X$39*$D829   +    X$40>1,1,X$36*$D829^4  +    X$37*$D829^3   +    X$38*$D829^2    +    X$39*$D829   +    X$40))","v":0},null,7.8399999999998773,0,0,0,0,{"$f":"IF(AE$43<>0,INDEX(I$45:I$1045, MATCH($Z829*(AE$43/24), $D$45:$D$1045)), 0)","v":0},{"$f":"IF(AF$43<>0,INDEX(J$45:J$1045, MATCH($Z829*(AF$43/24), $D$45:$D$1045)), 0)","v":0},{"$f":"IF(AG$43<>0,INDEX(K$45:K$1045, MATCH($Z829*(AG$43/24), $D$45:$D$1045)), 0)","v":0},{"$f":"IF(AH$43<>0,INDEX(L$45:L$1045, MATCH($Z829*(AH$43/24), $D$45:$D$1045)), 0)","v":0},{"$f":"IF(AI$43<>0,INDEX(M$45:M$1045, MATCH($Z829*(AI$43/24), $D$45:$D$1045)), 0)","v":0},{"$f":"IF(AJ$43<>0,INDEX(N$45:N$1045, MATCH($Z829*(AJ$43/24), $D$45:$D$1045)), 0)","v":0},{"$f":"IF(AK$43<>0,INDEX(O$45:O$1045, MATCH($Z829*(AK$43/24), $D$45:$D$1045)), 0)","v":0},{"$f":"IF(AL$43<>0,INDEX(P$45:P$1045, MATCH($Z829*(AL$43/24), $D$45:$D$1045)), 0)","v":0},{"$f":"IF(AM$43<>0,INDEX(Q$45:Q$1045, MATCH($Z829*(AM$43/24), $D$45:$D$1045)), 0)","v":0},{"$f":"IF(AN$43<>0,INDEX(R$45:R$1045, MATCH($Z829*(AN$43/24), $D$45:$D$1045)), 0)","v":0},{"$f":"IF(AO$43<>0,INDEX(S$45:S$1045, MATCH($Z829*(AO$43/24), $D$45:$D$1045)), 0)","v":0},{"$f":"IF(AP$43<>0,INDEX(T$45:T$1045, MATCH($Z829*(AP$43/24), $D$45:$D$1045)), 0)","v":0},{"$f":"IF(AQ$43<>0,INDEX(U$45:U$1045, MATCH($Z829*(AQ$43/24), $D$45:$D$1045)), 0)","v":0},{"$f":"IF(AR$43<>0,INDEX(V$45:V$1045, MATCH($Z829*(AR$43/24), $D$45:$D$1045)), 0)","v":0},{"$f":"IF(AS$43<>0,INDEX(W$45:W$1045, MATCH($Z829*(AS$43/24), $D$45:$D$1045)), 0)","v":0},{"$f":"IF(AT$43<>0,INDEX(X$45:X$1045, MATCH($Z829*(AT$43/24), $D$45:$D$1045)), 0)","v":0}]
[null,null,null,7.8499999999998771,0.7007674130805277,0,0,0,0,0,0,0,0,0,0,0,0,0,0,0,0,0,0,0,null,7.8499999999998771,0,0,0,0,0,0,0,0,0,0,0,0,0,0,0,0,0,0,0,0]
[null,null,null,7.8599999999998769,0.70313405562746212,0,0,0,0,0,0,0,0,0,0,0,0,0,0,0,0,0,0,0,null,7.8599999999998769,0,0,0,0,0,0,0,0,0,0,0,0,0,0,0,0,0,0,0,0]
[null,null,null,7.8699999999998766,0.70550835167890424,0,0,0,0,0,0,0,0,0,0,0,0,0,0,0,0,0,0,0,null,7.8699999999998766,0,0,0,0,0,0,0,0,0,0,0,0,0,0,0,0,0,0,0,0]
[null,null,null,7.8799999999998764,0.70789032097953886,0,0,0,0,0,0,0,0,0,0,0,0,0,0,0,0,0,0,0,null,7.8799999999998764,0,0,0,0,0,0,0,0,0,0,0,0,0,0,0,0,0,0,0,0]
[null,null,null,7.8899999999998762,0.71027998330033304,0,0,0,0,0,0,0,0,0,0,0,0,0,0,0,0,0,0,0,null,7.8899999999998762,0,0,0,0,0,0,0,0,0,0,0,0,0,0,0,0,0,0,0,0]
[null,null,null,7.899999999999876,0.71267735843853641,0,0,0,0,0,0,0,0,0,0,0,0,0,0,0,0,0,0,0,null,7.899999999999876,0,0,0,0,0,0,0,0,0,0,0,0,0,0,0,0,0,0,0,0]
[null,null,null,7.9099999999998758,0.71508246621767957,0,0,0,0,0,0,0,0,0,0,0,0,0,0,0,0,0,0,0,null,7.9099999999998758,0,0,0,0,0,0,0,0,0,0,0,0,0,0,0,0,0,0,0,0]
[null,null,null,7.9199999999998756,0.71749532648757608,0,0,0,0,0,0,0,0,0,0,0,0,0,0,0,0,0,0,0,null,7.9199999999998756,0,0,0,0,0,0,0,0,0,0,0,0,0,0,0,0,0,0,0,0]
[null,null,null,7.9299999999998754,0.7199159591243216,0,0,0,0,0,0,0,0,0,0,0,0,0,0,0,0,0,0,0,null,7.9299999999998754,0,0,0,0,0,0,0,0,0,0,0,0,0,0,0,0,0,0,0,0]
[null,null,null,7.9399999999998752,0.722344384030293,0,0,0,0,0,0,0,0,0,0,0,0,0,0,0,0,0,0,0,null,7.9399999999998752,0,0,0,0,0,0,0,0,0,0,0,0,0,0,0,0,0,0,0,0]
[null,null,null,7.9499999999998749,0.72478062113415032,0,0,0,0,0,0,0,0,0,0,0,0,0,0,0,0,0,0,0,null,7.9499999999998749,0,0,0,0,0,0,0,0,0,0,0,0,0,0,0,0,0,0,0,0]
[null,null,null,7.9599999999998747,0.72722469039083504,0,0,0,0,0,0,0,0,0,0,0,0,0,0,0,0,0,0,0,null,7.9599999999998747,0,0,0,0,0,0,0,0,0,0,0,0,0,0,0,0,0,0,0,0]
[null,null,null,7.9699999999998745,0.72967661178157073,0,0,0,0,0,0,0,0,0,0,0,0,0,0,0,0,0,0,0,null,7.9699999999998745,0,0,0,0,0,0,0,0,0,0,0,0,0,0,0,0,0,0,0,0]
[null,null,null,7.9799999999998743,0.73213640531386304,0,0,0,0,0,0,0,0,0,0,0,0,0,0,0,0,0,0,0,null,7.9799999999998743,0,0,0,0,0,0,0,0,0,0,0,0,0,0,0,0,0,0,0,0]
[null,null,null,7.9899999999998741,0.73460409102149993,0,0,0,0,0,0,0,0,0,0,0,0,0,0,0,0,0,0,0,null,7.9899999999998741,0,0,0,0,0,0,0,0,0,0,0,0,0,0,0,0,0,0,0,0]
[null,null,null,7.9999999999998739,0.73707968896455101,0,0,0,0,0,0,0,0,0,0,0,0,0,0,0,0,0,0,0,null,7.9999999999998739,0,0,0,0,0,0,0,0,0,0,0,0,0,0,0,0,0,0,0,0]
[null,null,null,8.0099999999998737,0.73956321922936841,0,0,0,0,0,0,0,0,0,0,0,0,0,0,0,0,0,0,0,null,8.0099999999998737,0,0,0,0,0,0,0,0,0,0,0,0,0,0,0,0,0,0,0,0]
[null,null,null,8.0199999999998735,0.74205470192858614,0,0,0,0,0,0,0,0,0,0,0,0,0,0,0,0,0,0,0,null,8.0199999999998735,0,0,0,0,0,0,0,0,0,0,0,0,0,0,0,0,0,0,0,0]
[null,null,null,8.0299999999998732,0.74455415720112028,0,0,0,0,0,0,0,0,0,0,0,0,0,0,0,0,0,0,0,null,8.0299999999998732,0,0,0,0,0,0,0,0,0,0,0,0,0,0,0,0,0,0,0,0]
[null,null,null,8.039999999999873,0.74706160521216902,0,0,0,0,0,0,0,0,0,0,0,0,0,0,0,0,0,0,0,null,8.039999999999873,0,0,0,0,0,0,0,0,0,0,0,0,0,0,0,0,0,0,0,0]
[null,null,null,8.0499999999998728,0.7495770661532124,0,0,0,0,0,0,0,0,0,0,0,0,0,0,0,0,0,0,0,null,8.0499999999998728,0,0,0,0,0,0,0,0,0,0,0,0,0,0,0,0,0,0,0,0]
[null,null,null,8.0599999999998726,0.75210056024201299,0,0,0,0,0,0,0,0,0,0,0,0,0,0,0,0,0,0,0,null,8.0599999999998726,0,0,0,0,0,0,0,0,0,0,0,0,0,0,0,0,0,0,0,0]
[null,null,null,8.0699999999998724,0.75463210772261458,0,0,0,0,0,0,0,0,0,0,0,0,0,0,0,0,0,0,0,null,8.0699999999998724,0,0,0,0,0,0,0,0,0,0,0,0,0,0,0,0,0,0,0,0]
[null,null,null,8.0799999999998722,0.75717172886534412,0,0,0,0,0,0,0,0,0,0,0,0,0,0,0,0,0,0,0,null,8.0799999999998722,0,0,0,0,0,0,0,0,0,0,0,0,0,0,0,0,0,0,0,0]
[null,null,null,8.089999999999872,0.75971944396681002,0,0,0,0,0,0,0,0,0,0,0,0,0,0,0,0,0,0,0,null,8.089999999999872,0,0,0,0,0,0,0,0,0,0,0,0,0,0,0,0,0,0,0,0]
[null,null,null,8.0999999999998717,0.76227527334990275,0,0,0,0,0,0,0,0,0,0,0,0,0,0,0,0,0,0,0,null,8.0999999999998717,0,0,0,0,0,0,0,0,0,0,0,0,0,0,0,0,0,0,0,0]
[null,null,null,8.1099999999998715,0.76483923736379511,0,0,0,0,0,0,0,0,0,0,0,0,0,0,0,0,0,0,0,null,8.1099999999998715,0,0,0,0,0,0,0,0,0,0,0,0,0,0,0,0,0,0,0,0]
[null,null,null,8.1199999999998713,0.76741135638394131,0,0,0,0,0,0,0,0,0,0,0,0,0,0,0,0,0,0,0,null,8.1199999999998713,0,0,0,0,0,0,0,0,0,0,0,0,0,0,0,0,0,0,0,0]
[null,null,null,8.1299999999998711,0.76999165081207877,0,0,0,0,0,0,0,0,0,0,0,0,0,0,0,0,0,0,0,null,8.1299999999998711,0,0,0,0,0,0,0,0,0,0,0,0,0,0,0,0,0,0,0,0]
[null,null,null,8.1399999999998709,0.77258014107622608,0,0,0,0,0,0,0,0,0,0,0,0,0,0,0,0,0,0,0,null,8.1399999999998709,0,0,0,0,0,0,0,0,0,0,0,0,0,0,0,0,0,0,0,0]
[null,null,null,8.1499999999998707,0.77517684763068395,0,0,0,0,0,0,0,0,0,0,0,0,0,0,0,0,0,0,0,null,8.1499999999998707,0,0,0,0,0,0,0,0,0,0,0,0,0,0,0,0,0,0,0,0]
[null,null,null,8.1599999999998705,0.77778179095603539,0,0,0,0,0,0,0,0,0,0,0,0,0,0,0,0,0,0,0,null,8.1599999999998705,0,0,0,0,0,0,0,0,0,0,0,0,0,0,0,0,0,0,0,0]
[null,null,null,8.1699999999998703,0.78039499155914571,0,0,0,0,0,0,0,0,0,0,0,0,0,0,0,0,0,0,0,null,8.1699999999998703,0,0,0,0,0,0,0,0,0,0,0,0,0,0,0,0,0,0,0,0]
[null,null,null,8.17999999999987,0.78301646997316188,0,0,0,0,0,0,0,0,0,0,0,0,0,0,0,0,0,0,0,null,8.17999999999987,0,0,0,0,0,0,0,0,0,0,0,0,0,0,0,0,0,0,0,0]
[null,null,null,8.1899999999998698,0.78564624675751316,0,0,0,0,0,0,0,0,0,0,0,0,0,0,0,0,0,0,0,null,8.1899999999998698,0,0,0,0,0,0,0,0,0,0,0,0,0,0,0,0,0,0,0,0]
[null,null,null,8.1999999999998696,0.78828434249791091,0,0,0,0,0,0,0,0,0,0,0,0,0,0,0,0,0,0,0,null,8.1999999999998696,0,0,0,0,0,0,0,0,0,0,0,0,0,0,0,0,0,0,0,0]
[null,null,null,8.2099999999998694,0.79093077780634791,0,0,0,0,0,0,0,0,0,0,0,0,0,0,0,0,0,0,0,null,8.2099999999998694,0,0,0,0,0,0,0,0,0,0,0,0,0,0,0,0,0,0,0,0]
[null,null,null,8.2199999999998692,0.79358557332110036,0,0,0,0,0,0,0,0,0,0,0,0,0,0,0,0,0,0,0,null,8.2199999999998692,0,0,0,0,0,0,0,0,0,0,0,0,0,0,0,0,0,0,0,0]
[null,null,null,8.229999999999869,0.79624874970672499,0,0,0,0,0,0,0,0,0,0,0,0,0,0,0,0,0,0,0,null,8.229999999999869,0,0,0,0,0,0,0,0,0,0,0,0,0,0,0,0,0,0,0,0]
[null,null,null,8.2399999999998688,0.79892032765406196,0,0,0,0,0,0,0,0,0,0,0,0,0,0,0,0,0,0,0,null,8.2399999999998688,0,0,0,0,0,0,0,0,0,0,0,0,0,0,0,0,0,0,0,0]
[null,null,null,8.2499999999998685,0.80160032788023239,0,0,0,0,0,0,0,0,0,0,0,0,0,0,0,0,0,0,0,null,8.2499999999998685,0,0,0,0,0,0,0,0,0,0,0,0,0,0,0,0,0,0,0,0]
[null,null,null,8.2599999999998683,0.80428877112864039,0,0,0,0,0,0,0,0,0,0,0,0,0,0,0,0,0,0,0,null,8.2599999999998683,0,0,0,0,0,0,0,0,0,0,0,0,0,0,0,0,0,0,0,0]
[null,null,null,8.2699999999998681,0.80698567816897127,0,0,0,0,0,0,0,0,0,0,0,0,0,0,0,0,0,0,0,null,8.2699999999998681,0,0,0,0,0,0,0,0,0,0,0,0,0,0,0,0,0,0,0,0]
[null,null,null,8.2799999999998679,0.80969106979719307,0,0,0,0,0,0,0,0,0,0,0,0,0,0,0,0,0,0,0,null,8.2799999999998679,0,0,0,0,0,0,0,0,0,0,0,0,0,0,0,0,0,0,0,0]
[null,null,null,8.2899999999998677,0.81240496683555596,0,0,0,0,0,0,0,0,0,0,0,0,0,0,0,0,0,0,0,null,8.2899999999998677,0,0,0,0,0,0,0,0,0,0,0,0,0,0,0,0,0,0,0,0]
[null,null,null,8.2999999999998675,0.81512739013259128,0,0,0,0,0,0,0,0,0,0,0,0,0,0,0,0,0,0,0,null,8.2999999999998675,0,0,0,0,0,0,0,0,0,0,0,0,0,0,0,0,0,0,0,0]
[null,null,null,8.3099999999998673,0.81785836056311356,0,0,0,0,0,0,0,0,0,0,0,0,0,0,0,0,0,0,0,null,8.3099999999998673,0,0,0,0,0,0,0,0,0,0,0,0,0,0,0,0,0,0,0,0]
[null,null,null,8.3199999999998671,0.82059789902821856,0,0,0,0,0,0,0,0,0,0,0,0,0,0,0,0,0,0,0,null,8.3199999999998671,0,0,0,0,0,0,0,0,0,0,0,0,0,0,0,0,0,0,0,0]
[null,null,null,{"$f":"D877+0.01","v":8.3299999999998668},{"$f":"IF(AD$16=0,0,IF(E$36*$D878^4  +    E$37*$D878^3   +    E$38*$D878^2    +    E$39*$D878   +    E$40>1,1,E$36*$D878^4  +    E$37*$D878^3   +    E$38*$D878^2    +    E$39*$D878   +    E$40))","v":0.82334602645528454},{"$f":"IF(AE$16=0,0,IF(F$36*$D878^4  +    F$37*$D878^3   +    F$38*$D878^2    +    F$39*$D878   +    F$40>1,1,F$36*$D878^4  +    F$37*$D878^3   +    F$38*$D878^2    +    F$39*$D878   +    F$40))","v":0},{"$f":"IF(AF$16=0,0,IF(G$36*$D878^4  +    G$37*$D878^3   +    G$38*$D878^2    +    G$39*$D878   +    G$40>1,1,G$36*$D878^4  +    G$37*$D878^3   +    G$38*$D878^2    +    G$39*$D878   +    G$40))","v":0},{"$f":"IF(AG$16=0,0,IF(H$36*$D878^4  +    H$37*$D878^3   +    H$38*$D878^2    +    H$39*$D878   +    H$40>1,1,H$36*$D878^4  +    H$37*$D878^3   +    H$38*$D878^2    +    H$39*$D878   +    H$40))","v":0},0,0,0,0,0,0,0,0,0,0,0,0,0,0,0,0,null,{"$f":"Z877+0.01","v":8.3299999999998668},{"$f":"IF(AA$43<>0,INDEX(E$45:E$1045, MATCH($Z878*(AA$43/24), $D$45:$D$1045)), 0)","v":0},{"$f":"IF(AB$43<>0,INDEX(F$45:F$1045, MATCH($Z878*(AB$43/24), $D$45:$D$1045)), 0)","v":0},{"$f":"IF(AC$43<>0,INDEX(G$45:G$1045, MATCH($Z878*(AC$43/24), $D$45:$D$1045)), 0)","v":0},{"$f":"IF(AD$43<>0,INDEX(H$45:H$1045, MATCH($Z878*(AD$43/24), $D$45:$D$1045)), 0)","v":0},0,0,0,0,0,0,0,0,0,0,0,0,0,0,0,0]
[null,null,null,8.3399999999998666,0.8261027637979721,0,0,0,0,0,0,0,0,0,0,0,0,0,0,0,0,0,0,0,null,8.3399999999998666,0,0,0,0,0,0,0,0,0,0,0,0,0,0,0,0,0,0,0,0]
[null,null,null,8.3499999999998664,0.828868132036223,0,0,0,0,0,0,0,0,0,0,0,0,0,0,0,0,0,0,0,null,8.3499999999998664,0,0,0,0,0,0,0,0,0,0,0,0,0,0,0,0,0,0,0,0]
[null,null,null,8.3599999999998662,0.83164215217626181,0,0,0,0,0,0,0,0,0,0,0,0,0,0,0,0,0,0,0,null,8.3599999999998662,0,0,0,0,0,0,0,0,0,0,0,0,0,0,0,0,0,0,0,0]
[null,null,null,8.369999999999866,0.83442484525059535,0,0,0,0,0,0,0,0,0,0,0,0,0,0,0,0,0,0,0,null,8.369999999999866,0,0,0,0,0,0,0,0,0,0,0,0,0,0,0,0,0,0,0,0]
[null,null,null,8.3799999999998658,0.8372162323180119,0,0,0,0,0,0,0,0,0,0,0,0,0,0,0,0,0,0,0,null,8.3799999999998658,0,0,0,0,0,0,0,0,0,0,0,0,0,0,0,0,0,0,0,0]
[null,null,null,8.3899999999998656,0.84001633446358159,0,0,0,0,0,0,0,0,0,0,0,0,0,0,0,0,0,0,0,null,8.3899999999998656,0,0,0,0,0,0,0,0,0,0,0,0,0,0,0,0,0,0,0,0]
[null,null,null,8.3999999999998654,0.84282517279865754,0,0,0,0,0,0,0,0,0,0,0,0,0,0,0,0,0,0,0,null,8.3999999999998654,0,0,0,0,0,0,0,0,0,0,0,0,0,0,0,0,0,0,0,0]
[null,null,null,8.4099999999998651,0.84564276846087449,0,0,0,0,0,0,0,0,0,0,0,0,0,0,0,0,0,0,0,null,8.4099999999998651,0,0,0,0,0,0,0,0,0,0,0,0,0,0,0,0,0,0,0,0]
[null,null,null,8.4199999999998649,0.84846914261414907,0,0,0,0,0,0,0,0,0,0,0,0,0,0,0,0,0,0,0,null,8.4199999999998649,0,0,0,0,0,0,0,0,0,0,0,0,0,0,0,0,0,0,0,0]
[null,null,null,8.4299999999998647,0.85130431644867999,0,0,0,0,0,0,0,0,0,0,0,0,0,0,0,0,0,0,0,null,8.4299999999998647,0,0,0,0,0,0,0,0,0,0,0,0,0,0,0,0,0,0,0,0]
[null,null,null,8.4399999999998645,0.85414831118094869,0,0,0,0,0,0,0,0,0,0,0,0,0,0,0,0,0,0,0,null,8.4399999999998645,0,0,0,0,0,0,0,0,0,0,0,0,0,0,0,0,0,0,0,0]
[null,null,null,8.4499999999998643,0.85700114805371763,0,0,0,0,0,0,0,0,0,0,0,0,0,0,0,0,0,0,0,null,8.4499999999998643,0,0,0,0,0,0,0,0,0,0,0,0,0,0,0,0,0,0,0,0]
[null,null,null,8.4599999999998641,0.85986284833603244,0,0,0,0,0,0,0,0,0,0,0,0,0,0,0,0,0,0,0,null,8.4599999999998641,0,0,0,0,0,0,0,0,0,0,0,0,0,0,0,0,0,0,0,0]
[null,null,null,8.4699999999998639,0.86273343332321972,0,0,0,0,0,0,0,0,0,0,0,0,0,0,0,0,0,0,0,null,8.4699999999998639,0,0,0,0,0,0,0,0,0,0,0,0,0,0,0,0,0,0,0,0]
[null,null,null,8.4799999999998636,0.86561292433688908,0,0,0,{"$f":"IF(AH$16=0,0,IF(I$36*$D893^4  +    I$37*$D893^3   +    I$38*$D893^2    +    I$39*$D893   +    I$40>1,1,I$36*$D893^4  +    I$37*$D893^3   +    I$38*$D893^2    +    I$39*$D893   +    I$40))","v":0},{"$f":"IF(AI$16=0,0,IF(J$36*$D893^4  +    J$37*$D893^3   +    J$38*$D893^2    +    J$39*$D893   +    J$40>1,1,J$36*$D893^4  +    J$37*$D893^3   +    J$38*$D893^2    +    J$39*$D893   +    J$40))","v":0},{"$f":"IF(AJ$16=0,0,IF(K$36*$D893^4  +    K$37*$D893^3   +    K$38*$D893^2    +    K$39*$D893   +    K$40>1,1,K$36*$D893^4  +    K$37*$D893^3   +    K$38*$D893^2    +    K$39*$D893   +    K$40))","v":0},{"$f":"IF(AK$16=0,0,IF(L$36*$D893^4  +    L$37*$D893^3   +    L$38*$D893^2    +    L$39*$D893   +    L$40>1,1,L$36*$D893^4  +    L$37*$D893^3   +    L$38*$D893^2    +    L$39*$D893   +    L$40))","v":0},{"$f":"IF(AL$16=0,0,IF(M$36*$D893^4  +    M$37*$D893^3   +    M$38*$D893^2    +    M$39*$D893   +    M$40>1,1,M$36*$D893^4  +    M$37*$D893^3   +    M$38*$D893^2    +    M$39*$D893   +    M$40))","v":0},{"$f":"IF(AM$16=0,0,IF(N$36*$D893^4  +    N$37*$D893^3   +    N$38*$D893^2    +    N$39*$D893   +    N$40>1,1,N$36*$D893^4  +    N$37*$D893^3   +    N$38*$D893^2    +    N$39*$D893   +    N$40))","v":0},{"$f":"IF(AN$16=0,0,IF(O$36*$D893^4  +    O$37*$D893^3   +    O$38*$D893^2    +    O$39*$D893   +    O$40>1,1,O$36*$D893^4  +    O$37*$D893^3   +    O$38*$D893^2    +    O$39*$D893   +    O$40))","v":0},{"$f":"IF(AO$16=0,0,IF(P$36*$D893^4  +    P$37*$D893^3   +    P$38*$D893^2    +    P$39*$D893   +    P$40>1,1,P$36*$D893^4  +    P$37*$D893^3   +    P$38*$D893^2    +    P$39*$D893   +    P$40))","v":0},{"$f":"IF(AP$16=0,0,IF(Q$36*$D893^4  +    Q$37*$D893^3   +    Q$38*$D893^2    +    Q$39*$D893   +    Q$40>1,1,Q$36*$D893^4  +    Q$37*$D893^3   +    Q$38*$D893^2    +    Q$39*$D893   +    Q$40))","v":0},{"$f":"IF(AQ$16=0,0,IF(R$36*$D893^4  +    R$37*$D893^3   +    R$38*$D893^2    +    R$39*$D893   +    R$40>1,1,R$36*$D893^4  +    R$37*$D893^3   +    R$38*$D893^2    +    R$39*$D893   +    R$40))","v":0},{"$f":"IF(AR$16=0,0,IF(S$36*$D893^4  +    S$37*$D893^3   +    S$38*$D893^2    +    S$39*$D893   +    S$40>1,1,S$36*$D893^4  +    S$37*$D893^3   +    S$38*$D893^2    +    S$39*$D893   +    S$40))","v":0},{"$f":"IF(AS$16=0,0,IF(T$36*$D893^4  +    T$37*$D893^3   +    T$38*$D893^2    +    T$39*$D893   +    T$40>1,1,T$36*$D893^4  +    T$37*$D893^3   +    T$38*$D893^2    +    T$39*$D893   +    T$40))","v":0},{"$f":"IF(AT$16=0,0,IF(U$36*$D893^4  +    U$37*$D893^3   +    U$38*$D893^2    +    U$39*$D893   +    U$40>1,1,U$36*$D893^4  +    U$37*$D893^3   +    U$38*$D893^2    +    U$39*$D893   +    U$40))","v":0},{"$f":"IF(AU$16=0,0,IF(V$36*$D893^4  +    V$37*$D893^3   +    V$38*$D893^2    +    V$39*$D893   +    V$40>1,1,V$36*$D893^4  +    V$37*$D893^3   +    V$38*$D893^2    +    V$39*$D893   +    V$40))","v":0},{"$f":"IF(AV$16=0,0,IF(W$36*$D893^4  +    W$37*$D893^3   +    W$38*$D893^2    +    W$39*$D893   +    W$40>1,1,W$36*$D893^4  +    W$37*$D893^3   +    W$38*$D893^2    +    W$39*$D893   +    W$40))","v":0},{"$f":"IF(AW$16=0,0,IF(X$36*$D893^4  +    X$37*$D893^3   +    X$38*$D893^2    +    X$39*$D893   +    X$40>1,1,X$36*$D893^4  +    X$37*$D893^3   +    X$38*$D893^2    +    X$39*$D893   +    X$40))","v":0},null,8.4799999999998636,0,0,0,0,{"$f":"IF(AE$43<>0,INDEX(I$45:I$1045, MATCH($Z893*(AE$43/24), $D$45:$D$1045)), 0)","v":0},{"$f":"IF(AF$43<>0,INDEX(J$45:J$1045, MATCH($Z893*(AF$43/24), $D$45:$D$1045)), 0)","v":0},{"$f":"IF(AG$43<>0,INDEX(K$45:K$1045, MATCH($Z893*(AG$43/24), $D$45:$D$1045)), 0)","v":0},{"$f":"IF(AH$43<>0,INDEX(L$45:L$1045, MATCH($Z893*(AH$43/24), $D$45:$D$1045)), 0)","v":0},{"$f":"IF(AI$43<>0,INDEX(M$45:M$1045, MATCH($Z893*(AI$43/24), $D$45:$D$1045)), 0)","v":0},{"$f":"IF(AJ$43<>0,INDEX(N$45:N$1045, MATCH($Z893*(AJ$43/24), $D$45:$D$1045)), 0)","v":0},{"$f":"IF(AK$43<>0,INDEX(O$45:O$1045, MATCH($Z893*(AK$43/24), $D$45:$D$1045)), 0)","v":0},{"$f":"IF(AL$43<>0,INDEX(P$45:P$1045, MATCH($Z893*(AL$43/24), $D$45:$D$1045)), 0)","v":0},{"$f":"IF(AM$43<>0,INDEX(Q$45:Q$1045, MATCH($Z893*(AM$43/24), $D$45:$D$1045)), 0)","v":0},{"$f":"IF(AN$43<>0,INDEX(R$45:R$1045, MATCH($Z893*(AN$43/24), $D$45:$D$1045)), 0)","v":0},{"$f":"IF(AO$43<>0,INDEX(S$45:S$1045, MATCH($Z893*(AO$43/24), $D$45:$D$1045)), 0)","v":0},{"$f":"IF(AP$43<>0,INDEX(T$45:T$1045, MATCH($Z893*(AP$43/24), $D$45:$D$1045)), 0)","v":0},{"$f":"IF(AQ$43<>0,INDEX(U$45:U$1045, MATCH($Z893*(AQ$43/24), $D$45:$D$1045)), 0)","v":0},{"$f":"IF(AR$43<>0,INDEX(V$45:V$1045, MATCH($Z893*(AR$43/24), $D$45:$D$1045)), 0)","v":0},{"$f":"IF(AS$43<>0,INDEX(W$45:W$1045, MATCH($Z893*(AS$43/24), $D$45:$D$1045)), 0)","v":0},{"$f":"IF(AT$43<>0,INDEX(X$45:X$1045, MATCH($Z893*(AT$43/24), $D$45:$D$1045)), 0)","v":0}]
[null,null,null,8.4899999999998634,0.86850134272493151,0,0,0,0,0,0,0,0,0,0,0,0,0,0,0,0,0,0,0,null,8.4899999999998634,0,0,0,0,0,0,0,0,0,0,0,0,0,0,0,0,0,0,0,0]
[null,null,null,8.4999999999998632,0.87139870986152035,0,0,0,0,0,0,0,0,0,0,0,0,0,0,0,0,0,0,0,null,8.4999999999998632,0,0,0,0,0,0,0,0,0,0,0,0,0,0,0,0,0,0,0,0]
[null,null,null,8.509999999999863,0.87430504714711144,0,0,0,0,0,0,0,0,0,0,0,0,0,0,0,0,0,0,0,null,8.509999999999863,0,0,0,0,0,0,0,0,0,0,0,0,0,0,0,0,0,0,0,0]
[null,null,null,8.5199999999998628,0.87722037600844183,0,0,0,0,0,0,0,0,0,0,0,0,0,0,0,0,0,0,0,null,8.5199999999998628,0,0,0,0,0,0,0,0,0,0,0,0,0,0,0,0,0,0,0,0]
[null,null,null,8.5299999999998626,0.88014471789853133,0,0,0,0,0,0,0,0,0,0,0,0,0,0,0,0,0,0,0,null,8.5299999999998626,0,0,0,0,0,0,0,0,0,0,0,0,0,0,0,0,0,0,0,0]
[null,null,null,8.5399999999998624,0.88307809429668138,0,0,0,0,0,0,0,0,0,0,0,0,0,0,0,0,0,0,0,null,8.5399999999998624,0,0,0,0,0,0,0,0,0,0,0,0,0,0,0,0,0,0,0,0]
[null,null,null,8.5499999999998622,0.88602052670847575,0,0,0,0,0,0,0,0,0,0,0,0,0,0,0,0,0,0,0,null,8.5499999999998622,0,0,0,0,0,0,0,0,0,0,0,0,0,0,0,0,0,0,0,0]
[null,null,null,8.5599999999998619,0.88897203666578029,0,0,0,0,0,0,0,0,0,0,0,0,0,0,0,0,0,0,0,null,8.5599999999998619,0,0,0,0,0,0,0,0,0,0,0,0,0,0,0,0,0,0,0,0]
[null,null,null,8.5699999999998617,0.89193264572674291,0,0,0,0,0,0,0,0,0,0,0,0,0,0,0,0,0,0,0,null,8.5699999999998617,0,0,0,0,0,0,0,0,0,0,0,0,0,0,0,0,0,0,0,0]
[null,null,null,8.5799999999998615,0.89490237547579321,0,0,0,0,0,0,0,0,0,0,0,0,0,0,0,0,0,0,0,null,8.5799999999998615,0,0,0,0,0,0,0,0,0,0,0,0,0,0,0,0,0,0,0,0]
[null,null,null,8.5899999999998613,0.89788124752364351,0,0,0,0,0,0,0,0,0,0,0,0,0,0,0,0,0,0,0,null,8.5899999999998613,0,0,0,0,0,0,0,0,0,0,0,0,0,0,0,0,0,0,0,0]
[null,null,null,8.5999999999998611,0.90086928350728757,0,0,0,0,0,0,0,0,0,0,0,0,0,0,0,0,0,0,0,null,8.5999999999998611,0,0,0,0,0,0,0,0,0,0,0,0,0,0,0,0,0,0,0,0]
[null,null,null,8.6099999999998609,0.9038665050900021,0,0,0,0,0,0,0,0,0,0,0,0,0,0,0,0,0,0,0,null,8.6099999999998609,0,0,0,0,0,0,0,0,0,0,0,0,0,0,0,0,0,0,0,0]
[null,null,null,8.6199999999998607,0.90687293396134439,0,0,0,0,0,0,0,0,0,0,0,0,0,0,0,0,0,0,0,null,8.6199999999998607,0,0,0,0,0,0,0,0,0,0,0,0,0,0,0,0,0,0,0,0]
[null,null,null,8.6299999999998604,0.90988859183715509,0,0,0,0,0,0,0,0,0,0,0,0,0,0,0,0,0,0,0,null,8.6299999999998604,0,0,0,0,0,0,0,0,0,0,0,0,0,0,0,0,0,0,0,0]
[null,null,null,8.6399999999998602,0.91291350045955699,0,0,0,0,0,0,0,0,0,0,0,0,0,0,0,0,0,0,0,null,8.6399999999998602,0,0,0,0,0,0,0,0,0,0,0,0,0,0,0,0,0,0,0,0]
[null,null,null,8.64999999999986,0.91594768159695361,0,0,0,0,0,0,0,0,0,0,0,0,0,0,0,0,0,0,0,null,8.64999999999986,0,0,0,0,0,0,0,0,0,0,0,0,0,0,0,0,0,0,0,0]
[null,null,null,8.6599999999998598,0.91899115704403234,0,0,0,0,0,0,0,0,0,0,0,0,0,0,0,0,0,0,0,null,8.6599999999998598,0,0,0,0,0,0,0,0,0,0,0,0,0,0,0,0,0,0,0,0]
[null,null,null,8.6699999999998596,0.92204394862176109,0,0,0,0,0,0,0,0,0,0,0,0,0,0,0,0,0,0,0,null,8.6699999999998596,0,0,0,0,0,0,0,0,0,0,0,0,0,0,0,0,0,0,0,0]
[null,null,null,8.6799999999998594,0.92510607817739032,0,0,0,0,0,0,0,0,0,0,0,0,0,0,0,0,0,0,0,null,8.6799999999998594,0,0,0,0,0,0,0,0,0,0,0,0,0,0,0,0,0,0,0,0]
[null,null,null,8.6899999999998592,0.92817756758445347,0,0,0,0,0,0,0,0,0,0,0,0,0,0,0,0,0,0,0,null,8.6899999999998592,0,0,0,0,0,0,0,0,0,0,0,0,0,0,0,0,0,0,0,0]
[null,null,null,8.699999999999859,0.93125843874276493,0,0,0,0,0,0,0,0,0,0,0,0,0,0,0,0,0,0,0,null,8.699999999999859,0,0,0,0,0,0,0,0,0,0,0,0,0,0,0,0,0,0,0,0]
[null,null,null,8.7099999999998587,0.9343487135784212,0,0,0,0,0,0,0,0,0,0,0,0,0,0,0,0,0,0,0,null,8.7099999999998587,0,0,0,0,0,0,0,0,0,0,0,0,0,0,0,0,0,0,0,0]
[null,null,null,8.7199999999998585,0.93744841404380153,0,0,0,0,0,0,0,0,0,0,0,0,0,0,0,0,0,0,0,null,8.7199999999998585,0,0,0,0,0,0,0,0,0,0,0,0,0,0,0,0,0,0,0,0]
[null,null,null,8.7299999999998583,0.94055756211756658,0,0,0,0,0,0,0,0,0,0,0,0,0,0,0,0,0,0,0,null,8.7299999999998583,0,0,0,0,0,0,0,0,0,0,0,0,0,0,0,0,0,0,0,0]
[null,null,null,8.7399999999998581,0.94367617980465957,0,0,0,0,0,0,0,0,0,0,0,0,0,0,0,0,0,0,0,null,8.7399999999998581,0,0,0,0,0,0,0,0,0,0,0,0,0,0,0,0,0,0,0,0]
[null,null,null,8.7499999999998579,0.94680428913630577,0,0,0,0,0,0,0,0,0,0,0,0,0,0,0,0,0,0,0,null,8.7499999999998579,0,0,0,0,0,0,0,0,0,0,0,0,0,0,0,0,0,0,0,0]
[null,null,null,8.7599999999998577,0.94994191217001189,0,0,0,0,0,0,0,0,0,0,0,0,0,0,0,0,0,0,0,null,8.7599999999998577,0,0,0,0,0,0,0,0,0,0,0,0,0,0,0,0,0,0,0,0]
[null,null,null,8.7699999999998575,0.95308907098956763,0,0,0,0,0,0,0,0,0,0,0,0,0,0,0,0,0,0,0,null,8.7699999999998575,0,0,0,0,0,0,0,0,0,0,0,0,0,0,0,0,0,0,0,0]
[null,null,null,8.7799999999998573,0.95624578770504387,0,0,0,0,0,0,0,0,0,0,0,0,0,0,0,0,0,0,0,null,8.7799999999998573,0,0,0,0,0,0,0,0,0,0,0,0,0,0,0,0,0,0,0,0]
[null,null,null,8.789999999999857,0.95941208445279424,0,0,0,0,0,0,0,0,0,0,0,0,0,0,0,0,0,0,0,null,8.789999999999857,0,0,0,0,0,0,0,0,0,0,0,0,0,0,0,0,0,0,0,0]
[null,null,null,8.7999999999998568,0.96258798339545426,0,0,0,0,0,0,0,0,0,0,0,0,0,0,0,0,0,0,0,null,8.7999999999998568,0,0,0,0,0,0,0,0,0,0,0,0,0,0,0,0,0,0,0,0]
[null,null,null,8.8099999999998566,0.96577350672194129,0,0,0,0,0,0,0,0,0,0,0,0,0,0,0,0,0,0,0,null,8.8099999999998566,0,0,0,0,0,0,0,0,0,0,0,0,0,0,0,0,0,0,0,0]
[null,null,null,8.8199999999998564,0.96896867664745501,0,0,0,0,0,0,0,0,0,0,0,0,0,0,0,0,0,0,0,null,8.8199999999998564,0,0,0,0,0,0,0,0,0,0,0,0,0,0,0,0,0,0,0,0]
[null,null,null,8.8299999999998562,0.97217351541347674,0,0,0,0,0,0,0,0,0,0,0,0,0,0,0,0,0,0,0,null,8.8299999999998562,0,0,0,0,0,0,0,0,0,0,0,0,0,0,0,0,0,0,0,0]
[null,null,null,8.839999999999856,0.97538804528777101,0,0,0,0,0,0,0,0,0,0,0,0,0,0,0,0,0,0,0,null,8.839999999999856,0,0,0,0,0,0,0,0,0,0,0,0,0,0,0,0,0,0,0,0]
[null,null,null,8.8499999999998558,0.97861228856438243,0,0,0,0,0,0,0,0,0,0,0,0,0,0,0,0,0,0,0,null,8.8499999999998558,0,0,0,0,0,0,0,0,0,0,0,0,0,0,0,0,0,0,0,0]
[null,null,null,8.8599999999998555,0.98184626756363991,0,0,0,0,0,0,0,0,0,0,0,0,0,0,0,0,0,0,0,null,8.8599999999998555,0,0,0,0,0,0,0,0,0,0,0,0,0,0,0,0,0,0,0,0]
[null,null,null,8.8699999999998553,0.98509000463215268,0,0,0,0,0,0,0,0,0,0,0,0,0,0,0,0,0,0,0,null,8.8699999999998553,0,0,0,0,0,0,0,0,0,0,0,0,0,0,0,0,0,0,0,0]
[null,null,null,8.8799999999998551,0.9883435221428134,0,0,0,0,0,0,0,0,0,0,0,0,0,0,0,0,0,0,0,null,8.8799999999998551,0,0,0,0,0,0,0,0,0,0,0,0,0,0,0,0,0,0,0,0]
[null,null,null,8.8899999999998549,0.99160684249479547,0,0,0,0,0,0,0,0,0,0,0,0,0,0,0,0,0,0,0,null,8.8899999999998549,0,0,0,0,0,0,0,0,0,0,0,0,0,0,0,0,0,0,0,0]
[null,null,null,8.8999999999998547,0.99487998811355549,0,0,0,0,0,0,0,0,0,0,0,0,0,0,0,0,0,0,0,null,8.8999999999998547,0,0,0,0,0,0,0,0,0,0,0,0,0,0,0,0,0,0,0,0]
[null,null,null,8.9099999999998545,0.99816298145083171,0,0,0,0,0,0,0,0,0,0,0,0,0,0,0,0,0,0,0,null,8.9099999999998545,0,0,0,0,0,0,0,0,0,0,0,0,0,0,0,0,0,0,0,0]
[null,null,null,8.9199999999998543,1,0,0,0,0,0,0,0,0,0,0,0,0,0,0,0,0,0,0,0,null,8.9199999999998543,0,0,0,0,0,0,0,0,0,0,0,0,0,0,0,0,0,0,0,0]
[null,null,null,8.9299999999998541,1,0,0,0,0,0,0,0,0,0,0,0,0,0,0,0,0,0,0,0,null,8.9299999999998541,0,0,0,0,0,0,0,0,0,0,0,0,0,0,0,0,0,0,0,0]
[null,null,null,8.9399999999998538,1,0,0,0,0,0,0,0,0,0,0,0,0,0,0,0,0,0,0,0,null,8.9399999999998538,0,0,0,0,0,0,0,0,0,0,0,0,0,0,0,0,0,0,0,0]
[null,null,null,8.9499999999998536,1,0,0,0,0,0,0,0,0,0,0,0,0,0,0,0,0,0,0,0,null,8.9499999999998536,0,0,0,0,0,0,0,0,0,0,0,0,0,0,0,0,0,0,0,0]
[null,null,null,8.9599999999998534,1,0,0,0,0,0,0,0,0,0,0,0,0,0,0,0,0,0,0,0,null,8.9599999999998534,0,0,0,0,0,0,0,0,0,0,0,0,0,0,0,0,0,0,0,0]
[null,null,null,{"$f":"D941+0.01","v":8.9699999999998532},{"$f":"IF(AD$16=0,0,IF(E$36*$D942^4  +    E$37*$D942^3   +    E$38*$D942^2    +    E$39*$D942   +    E$40>1,1,E$36*$D942^4  +    E$37*$D942^3   +    E$38*$D942^2    +    E$39*$D942   +    E$40))","v":1},{"$f":"IF(AE$16=0,0,IF(F$36*$D942^4  +    F$37*$D942^3   +    F$38*$D942^2    +    F$39*$D942   +    F$40>1,1,F$36*$D942^4  +    F$37*$D942^3   +    F$38*$D942^2    +    F$39*$D942   +    F$40))","v":0},{"$f":"IF(AF$16=0,0,IF(G$36*$D942^4  +    G$37*$D942^3   +    G$38*$D942^2    +    G$39*$D942   +    G$40>1,1,G$36*$D942^4  +    G$37*$D942^3   +    G$38*$D942^2    +    G$39*$D942   +    G$40))","v":0},{"$f":"IF(AG$16=0,0,IF(H$36*$D942^4  +    H$37*$D942^3   +    H$38*$D942^2    +    H$39*$D942   +    H$40>1,1,H$36*$D942^4  +    H$37*$D942^3   +    H$38*$D942^2    +    H$39*$D942   +    H$40))","v":0},0,0,0,0,0,0,0,0,0,0,0,0,0,0,0,0,null,{"$f":"Z941+0.01","v":8.9699999999998532},{"$f":"IF(AA$43<>0,INDEX(E$45:E$1045, MATCH($Z942*(AA$43/24), $D$45:$D$1045)), 0)","v":0},{"$f":"IF(AB$43<>0,INDEX(F$45:F$1045, MATCH($Z942*(AB$43/24), $D$45:$D$1045)), 0)","v":0},{"$f":"IF(AC$43<>0,INDEX(G$45:G$1045, MATCH($Z942*(AC$43/24), $D$45:$D$1045)), 0)","v":0},{"$f":"IF(AD$43<>0,INDEX(H$45:H$1045, MATCH($Z942*(AD$43/24), $D$45:$D$1045)), 0)","v":0},0,0,0,0,0,0,0,0,0,0,0,0,0,0,0,0]
[null,null,null,8.979999999999853,1,0,0,0,0,0,0,0,0,0,0,0,0,0,0,0,0,0,0,0,null,8.979999999999853,0,0,0,0,0,0,0,0,0,0,0,0,0,0,0,0,0,0,0,0]
[null,null,null,8.9899999999998528,1,0,0,0,0,0,0,0,0,0,0,0,0,0,0,0,0,0,0,0,null,8.9899999999998528,0,0,0,0,0,0,0,0,0,0,0,0,0,0,0,0,0,0,0,0]
[null,null,null,8.9999999999998526,1,0,0,0,0,0,0,0,0,0,0,0,0,0,0,0,0,0,0,0,null,8.9999999999998526,0,0,0,0,0,0,0,0,0,0,0,0,0,0,0,0,0,0,0,0]
[null,null,null,9.0099999999998523,1,0,0,0,0,0,0,0,0,0,0,0,0,0,0,0,0,0,0,0,null,9.0099999999998523,0,0,0,0,0,0,0,0,0,0,0,0,0,0,0,0,0,0,0,0]
[null,null,null,9.0199999999998521,1,0,0,0,0,0,0,0,0,0,0,0,0,0,0,0,0,0,0,0,null,9.0199999999998521,0,0,0,0,0,0,0,0,0,0,0,0,0,0,0,0,0,0,0,0]
[null,null,null,9.0299999999998519,1,0,0,0,0,0,0,0,0,0,0,0,0,0,0,0,0,0,0,0,null,9.0299999999998519,0,0,0,0,0,0,0,0,0,0,0,0,0,0,0,0,0,0,0,0]
[null,null,null,9.0399999999998517,1,0,0,0,0,0,0,0,0,0,0,0,0,0,0,0,0,0,0,0,null,9.0399999999998517,0,0,0,0,0,0,0,0,0,0,0,0,0,0,0,0,0,0,0,0]
[null,null,null,9.0499999999998515,1,0,0,0,0,0,0,0,0,0,0,0,0,0,0,0,0,0,0,0,null,9.0499999999998515,0,0,0,0,0,0,0,0,0,0,0,0,0,0,0,0,0,0,0,0]
[null,null,null,9.0599999999998513,1,0,0,0,0,0,0,0,0,0,0,0,0,0,0,0,0,0,0,0,null,9.0599999999998513,0,0,0,0,0,0,0,0,0,0,0,0,0,0,0,0,0,0,0,0]
[null,null,null,9.0699999999998511,1,0,0,0,0,0,0,0,0,0,0,0,0,0,0,0,0,0,0,0,null,9.0699999999998511,0,0,0,0,0,0,0,0,0,0,0,0,0,0,0,0,0,0,0,0]
[null,null,null,9.0799999999998509,1,0,0,0,0,0,0,0,0,0,0,0,0,0,0,0,0,0,0,0,null,9.0799999999998509,0,0,0,0,0,0,0,0,0,0,0,0,0,0,0,0,0,0,0,0]
[null,null,null,9.0899999999998506,1,0,0,0,0,0,0,0,0,0,0,0,0,0,0,0,0,0,0,0,null,9.0899999999998506,0,0,0,0,0,0,0,0,0,0,0,0,0,0,0,0,0,0,0,0]
[null,null,null,9.0999999999998504,1,0,0,0,0,0,0,0,0,0,0,0,0,0,0,0,0,0,0,0,null,9.0999999999998504,0,0,0,0,0,0,0,0,0,0,0,0,0,0,0,0,0,0,0,0]
[null,null,null,9.1099999999998502,1,0,0,0,0,0,0,0,0,0,0,0,0,0,0,0,0,0,0,0,null,9.1099999999998502,0,0,0,0,0,0,0,0,0,0,0,0,0,0,0,0,0,0,0,0]
[null,null,null,9.11999999999985,1,0,0,0,{"$f":"IF(AH$16=0,0,IF(I$36*$D957^4  +    I$37*$D957^3   +    I$38*$D957^2    +    I$39*$D957   +    I$40>1,1,I$36*$D957^4  +    I$37*$D957^3   +    I$38*$D957^2    +    I$39*$D957   +    I$40))","v":0},{"$f":"IF(AI$16=0,0,IF(J$36*$D957^4  +    J$37*$D957^3   +    J$38*$D957^2    +    J$39*$D957   +    J$40>1,1,J$36*$D957^4  +    J$37*$D957^3   +    J$38*$D957^2    +    J$39*$D957   +    J$40))","v":0},{"$f":"IF(AJ$16=0,0,IF(K$36*$D957^4  +    K$37*$D957^3   +    K$38*$D957^2    +    K$39*$D957   +    K$40>1,1,K$36*$D957^4  +    K$37*$D957^3   +    K$38*$D957^2    +    K$39*$D957   +    K$40))","v":0},{"$f":"IF(AK$16=0,0,IF(L$36*$D957^4  +    L$37*$D957^3   +    L$38*$D957^2    +    L$39*$D957   +    L$40>1,1,L$36*$D957^4  +    L$37*$D957^3   +    L$38*$D957^2    +    L$39*$D957   +    L$40))","v":0},{"$f":"IF(AL$16=0,0,IF(M$36*$D957^4  +    M$37*$D957^3   +    M$38*$D957^2    +    M$39*$D957   +    M$40>1,1,M$36*$D957^4  +    M$37*$D957^3   +    M$38*$D957^2    +    M$39*$D957   +    M$40))","v":0},{"$f":"IF(AM$16=0,0,IF(N$36*$D957^4  +    N$37*$D957^3   +    N$38*$D957^2    +    N$39*$D957   +    N$40>1,1,N$36*$D957^4  +    N$37*$D957^3   +    N$38*$D957^2    +    N$39*$D957   +    N$40))","v":0},{"$f":"IF(AN$16=0,0,IF(O$36*$D957^4  +    O$37*$D957^3   +    O$38*$D957^2    +    O$39*$D957   +    O$40>1,1,O$36*$D957^4  +    O$37*$D957^3   +    O$38*$D957^2    +    O$39*$D957   +    O$40))","v":0},{"$f":"IF(AO$16=0,0,IF(P$36*$D957^4  +    P$37*$D957^3   +    P$38*$D957^2    +    P$39*$D957   +    P$40>1,1,P$36*$D957^4  +    P$37*$D957^3   +    P$38*$D957^2    +    P$39*$D957   +    P$40))","v":0},{"$f":"IF(AP$16=0,0,IF(Q$36*$D957^4  +    Q$37*$D957^3   +    Q$38*$D957^2    +    Q$39*$D957   +    Q$40>1,1,Q$36*$D957^4  +    Q$37*$D957^3   +    Q$38*$D957^2    +    Q$39*$D957   +    Q$40))","v":0},{"$f":"IF(AQ$16=0,0,IF(R$36*$D957^4  +    R$37*$D957^3   +    R$38*$D957^2    +    R$39*$D957   +    R$40>1,1,R$36*$D957^4  +    R$37*$D957^3   +    R$38*$D957^2    +    R$39*$D957   +    R$40))","v":0},{"$f":"IF(AR$16=0,0,IF(S$36*$D957^4  +    S$37*$D957^3   +    S$38*$D957^2    +    S$39*$D957   +    S$40>1,1,S$36*$D957^4  +    S$37*$D957^3   +    S$38*$D957^2    +    S$39*$D957   +    S$40))","v":0},{"$f":"IF(AS$16=0,0,IF(T$36*$D957^4  +    T$37*$D957^3   +    T$38*$D957^2    +    T$39*$D957   +    T$40>1,1,T$36*$D957^4  +    T$37*$D957^3   +    T$38*$D957^2    +    T$39*$D957   +    T$40))","v":0},{"$f":"IF(AT$16=0,0,IF(U$36*$D957^4  +    U$37*$D957^3   +    U$38*$D957^2    +    U$39*$D957   +    U$40>1,1,U$36*$D957^4  +    U$37*$D957^3   +    U$38*$D957^2    +    U$39*$D957   +    U$40))","v":0},{"$f":"IF(AU$16=0,0,IF(V$36*$D957^4  +    V$37*$D957^3   +    V$38*$D957^2    +    V$39*$D957   +    V$40>1,1,V$36*$D957^4  +    V$37*$D957^3   +    V$38*$D957^2    +    V$39*$D957   +    V$40))","v":0},{"$f":"IF(AV$16=0,0,IF(W$36*$D957^4  +    W$37*$D957^3   +    W$38*$D957^2    +    W$39*$D957   +    W$40>1,1,W$36*$D957^4  +    W$37*$D957^3   +    W$38*$D957^2    +    W$39*$D957   +    W$40))","v":0},{"$f":"IF(AW$16=0,0,IF(X$36*$D957^4  +    X$37*$D957^3   +    X$38*$D957^2    +    X$39*$D957   +    X$40>1,1,X$36*$D957^4  +    X$37*$D957^3   +    X$38*$D957^2    +    X$39*$D957   +    X$40))","v":0},null,9.11999999999985,0,0,0,0,{"$f":"IF(AE$43<>0,INDEX(I$45:I$1045, MATCH($Z957*(AE$43/24), $D$45:$D$1045)), 0)","v":0},{"$f":"IF(AF$43<>0,INDEX(J$45:J$1045, MATCH($Z957*(AF$43/24), $D$45:$D$1045)), 0)","v":0},{"$f":"IF(AG$43<>0,INDEX(K$45:K$1045, MATCH($Z957*(AG$43/24), $D$45:$D$1045)), 0)","v":0},{"$f":"IF(AH$43<>0,INDEX(L$45:L$1045, MATCH($Z957*(AH$43/24), $D$45:$D$1045)), 0)","v":0},{"$f":"IF(AI$43<>0,INDEX(M$45:M$1045, MATCH($Z957*(AI$43/24), $D$45:$D$1045)), 0)","v":0},{"$f":"IF(AJ$43<>0,INDEX(N$45:N$1045, MATCH($Z957*(AJ$43/24), $D$45:$D$1045)), 0)","v":0},{"$f":"IF(AK$43<>0,INDEX(O$45:O$1045, MATCH($Z957*(AK$43/24), $D$45:$D$1045)), 0)","v":0},{"$f":"IF(AL$43<>0,INDEX(P$45:P$1045, MATCH($Z957*(AL$43/24), $D$45:$D$1045)), 0)","v":0},{"$f":"IF(AM$43<>0,INDEX(Q$45:Q$1045, MATCH($Z957*(AM$43/24), $D$45:$D$1045)), 0)","v":0},{"$f":"IF(AN$43<>0,INDEX(R$45:R$1045, MATCH($Z957*(AN$43/24), $D$45:$D$1045)), 0)","v":0},{"$f":"IF(AO$43<>0,INDEX(S$45:S$1045, MATCH($Z957*(AO$43/24), $D$45:$D$1045)), 0)","v":0},{"$f":"IF(AP$43<>0,INDEX(T$45:T$1045, MATCH($Z957*(AP$43/24), $D$45:$D$1045)), 0)","v":0},{"$f":"IF(AQ$43<>0,INDEX(U$45:U$1045, MATCH($Z957*(AQ$43/24), $D$45:$D$1045)), 0)","v":0},{"$f":"IF(AR$43<>0,INDEX(V$45:V$1045, MATCH($Z957*(AR$43/24), $D$45:$D$1045)), 0)","v":0},{"$f":"IF(AS$43<>0,INDEX(W$45:W$1045, MATCH($Z957*(AS$43/24), $D$45:$D$1045)), 0)","v":0},{"$f":"IF(AT$43<>0,INDEX(X$45:X$1045, MATCH($Z957*(AT$43/24), $D$45:$D$1045)), 0)","v":0}]
[null,null,null,9.1299999999998498,1,0,0,0,0,0,0,0,0,0,0,0,0,0,0,0,0,0,0,0,null,9.1299999999998498,0,0,0,0,0,0,0,0,0,0,0,0,0,0,0,0,0,0,0,0]
[null,null,null,9.1399999999998496,1,0,0,0,0,0,0,0,0,0,0,0,0,0,0,0,0,0,0,0,null,9.1399999999998496,0,0,0,0,0,0,0,0,0,0,0,0,0,0,0,0,0,0,0,0]
[null,null,null,9.1499999999998494,1,0,0,0,0,0,0,0,0,0,0,0,0,0,0,0,0,0,0,0,null,9.1499999999998494,0,0,0,0,0,0,0,0,0,0,0,0,0,0,0,0,0,0,0,0]
[null,null,null,9.1599999999998492,1,0,0,0,0,0,0,0,0,0,0,0,0,0,0,0,0,0,0,0,null,9.1599999999998492,0,0,0,0,0,0,0,0,0,0,0,0,0,0,0,0,0,0,0,0]
[null,null,null,9.1699999999998489,1,0,0,0,0,0,0,0,0,0,0,0,0,0,0,0,0,0,0,0,null,9.1699999999998489,0,0,0,0,0,0,0,0,0,0,0,0,0,0,0,0,0,0,0,0]
[null,null,null,9.1799999999998487,1,0,0,0,0,0,0,0,0,0,0,0,0,0,0,0,0,0,0,0,null,9.1799999999998487,0,0,0,0,0,0,0,0,0,0,0,0,0,0,0,0,0,0,0,0]
[null,null,null,9.1899999999998485,1,0,0,0,0,0,0,0,0,0,0,0,0,0,0,0,0,0,0,0,null,9.1899999999998485,0,0,0,0,0,0,0,0,0,0,0,0,0,0,0,0,0,0,0,0]
[null,null,null,9.1999999999998483,1,0,0,0,0,0,0,0,0,0,0,0,0,0,0,0,0,0,0,0,null,9.1999999999998483,0,0,0,0,0,0,0,0,0,0,0,0,0,0,0,0,0,0,0,0]
[null,null,null,9.2099999999998481,1,0,0,0,0,0,0,0,0,0,0,0,0,0,0,0,0,0,0,0,null,9.2099999999998481,0,0,0,0,0,0,0,0,0,0,0,0,0,0,0,0,0,0,0,0]
[null,null,null,9.2199999999998479,1,0,0,0,0,0,0,0,0,0,0,0,0,0,0,0,0,0,0,0,null,9.2199999999998479,0,0,0,0,0,0,0,0,0,0,0,0,0,0,0,0,0,0,0,0]
[null,null,null,9.2299999999998477,1,0,0,0,0,0,0,0,0,0,0,0,0,0,0,0,0,0,0,0,null,9.2299999999998477,0,0,0,0,0,0,0,0,0,0,0,0,0,0,0,0,0,0,0,0]
[null,null,null,9.2399999999998474,1,0,0,0,0,0,0,0,0,0,0,0,0,0,0,0,0,0,0,0,null,9.2399999999998474,0,0,0,0,0,0,0,0,0,0,0,0,0,0,0,0,0,0,0,0]
[null,null,null,9.2499999999998472,1,0,0,0,0,0,0,0,0,0,0,0,0,0,0,0,0,0,0,0,null,9.2499999999998472,0,0,0,0,0,0,0,0,0,0,0,0,0,0,0,0,0,0,0,0]
[null,null,null,9.259999999999847,1,0,0,0,0,0,0,0,0,0,0,0,0,0,0,0,0,0,0,0,null,9.259999999999847,0,0,0,0,0,0,0,0,0,0,0,0,0,0,0,0,0,0,0,0]
[null,null,null,9.2699999999998468,1,0,0,0,0,0,0,0,0,0,0,0,0,0,0,0,0,0,0,0,null,9.2699999999998468,0,0,0,0,0,0,0,0,0,0,0,0,0,0,0,0,0,0,0,0]
[null,null,null,9.2799999999998466,1,0,0,0,0,0,0,0,0,0,0,0,0,0,0,0,0,0,0,0,null,9.2799999999998466,0,0,0,0,0,0,0,0,0,0,0,0,0,0,0,0,0,0,0,0]
[null,null,null,9.2899999999998464,1,0,0,0,0,0,0,0,0,0,0,0,0,0,0,0,0,0,0,0,null,9.2899999999998464,0,0,0,0,0,0,0,0,0,0,0,0,0,0,0,0,0,0,0,0]
[null,null,null,9.2999999999998462,1,0,0,0,0,0,0,0,0,0,0,0,0,0,0,0,0,0,0,0,null,9.2999999999998462,0,0,0,0,0,0,0,0,0,0,0,0,0,0,0,0,0,0,0,0]
[null,null,null,9.309999999999846,1,0,0,0,0,0,0,0,0,0,0,0,0,0,0,0,0,0,0,0,null,9.309999999999846,0,0,0,0,0,0,0,0,0,0,0,0,0,0,0,0,0,0,0,0]
[null,null,null,9.3199999999998457,1,0,0,0,0,0,0,0,0,0,0,0,0,0,0,0,0,0,0,0,null,9.3199999999998457,0,0,0,0,0,0,0,0,0,0,0,0,0,0,0,0,0,0,0,0]
[null,null,null,9.3299999999998455,1,0,0,0,0,0,0,0,0,0,0,0,0,0,0,0,0,0,0,0,null,9.3299999999998455,0,0,0,0,0,0,0,0,0,0,0,0,0,0,0,0,0,0,0,0]
[null,null,null,9.3399999999998453,1,0,0,0,0,0,0,0,0,0,0,0,0,0,0,0,0,0,0,0,null,9.3399999999998453,0,0,0,0,0,0,0,0,0,0,0,0,0,0,0,0,0,0,0,0]
[null,null,null,9.3499999999998451,1,0,0,0,0,0,0,0,0,0,0,0,0,0,0,0,0,0,0,0,null,9.3499999999998451,0,0,0,0,0,0,0,0,0,0,0,0,0,0,0,0,0,0,0,0]
[null,null,null,9.3599999999998449,1,0,0,0,0,0,0,0,0,0,0,0,0,0,0,0,0,0,0,0,null,9.3599999999998449,0,0,0,0,0,0,0,0,0,0,0,0,0,0,0,0,0,0,0,0]
[null,null,null,9.3699999999998447,1,0,0,0,0,0,0,0,0,0,0,0,0,0,0,0,0,0,0,0,null,9.3699999999998447,0,0,0,0,0,0,0,0,0,0,0,0,0,0,0,0,0,0,0,0]
[null,null,null,9.3799999999998445,1,0,0,0,0,0,0,0,0,0,0,0,0,0,0,0,0,0,0,0,null,9.3799999999998445,0,0,0,0,0,0,0,0,0,0,0,0,0,0,0,0,0,0,0,0]
[null,null,null,9.3899999999998442,1,0,0,0,0,0,0,0,0,0,0,0,0,0,0,0,0,0,0,0,null,9.3899999999998442,0,0,0,0,0,0,0,0,0,0,0,0,0,0,0,0,0,0,0,0]
[null,null,null,9.399999999999844,1,0,0,0,0,0,0,0,0,0,0,0,0,0,0,0,0,0,0,0,null,9.399999999999844,0,0,0,0,0,0,0,0,0,0,0,0,0,0,0,0,0,0,0,0]
[null,null,null,9.4099999999998438,1,0,0,0,0,0,0,0,0,0,0,0,0,0,0,0,0,0,0,0,null,9.4099999999998438,0,0,0,0,0,0,0,0,0,0,0,0,0,0,0,0,0,0,0,0]
[null,null,null,9.4199999999998436,1,0,0,0,0,0,0,0,0,0,0,0,0,0,0,0,0,0,0,0,null,9.4199999999998436,0,0,0,0,0,0,0,0,0,0,0,0,0,0,0,0,0,0,0,0]
[null,null,null,9.4299999999998434,1,0,0,0,0,0,0,0,0,0,0,0,0,0,0,0,0,0,0,0,null,9.4299999999998434,0,0,0,0,0,0,0,0,0,0,0,0,0,0,0,0,0,0,0,0]
[null,null,null,9.4399999999998432,1,0,0,0,0,0,0,0,0,0,0,0,0,0,0,0,0,0,0,0,null,9.4399999999998432,0,0,0,0,0,0,0,0,0,0,0,0,0,0,0,0,0,0,0,0]
[null,null,null,9.449999999999843,1,0,0,0,0,0,0,0,0,0,0,0,0,0,0,0,0,0,0,0,null,9.449999999999843,0,0,0,0,0,0,0,0,0,0,0,0,0,0,0,0,0,0,0,0]
[null,null,null,9.4599999999998428,1,0,0,0,0,0,0,0,0,0,0,0,0,0,0,0,0,0,0,0,null,9.4599999999998428,0,0,0,0,0,0,0,0,0,0,0,0,0,0,0,0,0,0,0,0]
[null,null,null,9.4699999999998425,1,0,0,0,0,0,0,0,0,0,0,0,0,0,0,0,0,0,0,0,null,9.4699999999998425,0,0,0,0,0,0,0,0,0,0,0,0,0,0,0,0,0,0,0,0]
[null,null,null,9.4799999999998423,1,0,0,0,0,0,0,0,0,0,0,0,0,0,0,0,0,0,0,0,null,9.4799999999998423,0,0,0,0,0,0,0,0,0,0,0,0,0,0,0,0,0,0,0,0]
[null,null,null,9.4899999999998421,1,0,0,0,0,0,0,0,0,0,0,0,0,0,0,0,0,0,0,0,null,9.4899999999998421,0,0,0,0,0,0,0,0,0,0,0,0,0,0,0,0,0,0,0,0]
[null,null,null,9.4999999999998419,1,0,0,0,0,0,0,0,0,0,0,0,0,0,0,0,0,0,0,0,null,9.4999999999998419,0,0,0,0,0,0,0,0,0,0,0,0,0,0,0,0,0,0,0,0]
[null,null,null,9.5099999999998417,1,0,0,0,0,0,0,0,0,0,0,0,0,0,0,0,0,0,0,0,null,9.5099999999998417,0,0,0,0,0,0,0,0,0,0,0,0,0,0,0,0,0,0,0,0]
[null,null,null,9.5199999999998415,1,0,0,0,0,0,0,0,0,0,0,0,0,0,0,0,0,0,0,0,null,9.5199999999998415,0,0,0,0,0,0,0,0,0,0,0,0,0,0,0,0,0,0,0,0]
[null,null,null,9.5299999999998413,1,0,0,0,0,0,0,0,0,0,0,0,0,0,0,0,0,0,0,0,null,9.5299999999998413,0,0,0,0,0,0,0,0,0,0,0,0,0,0,0,0,0,0,0,0]
[null,null,null,9.5399999999998411,1,0,0,0,0,0,0,0,0,0,0,0,0,0,0,0,0,0,0,0,null,9.5399999999998411,0,0,0,0,0,0,0,0,0,0,0,0,0,0,0,0,0,0,0,0]
[null,null,null,9.5499999999998408,1,0,0,0,0,0,0,0,0,0,0,0,0,0,0,0,0,0,0,0,null,9.5499999999998408,0,0,0,0,0,0,0,0,0,0,0,0,0,0,0,0,0,0,0,0]
[null,null,null,9.5599999999998406,1,0,0,0,0,0,0,0,0,0,0,0,0,0,0,0,0,0,0,0,null,9.5599999999998406,0,0,0,0,0,0,0,0,0,0,0,0,0,0,0,0,0,0,0,0]
[null,null,null,9.5699999999998404,1,0,0,0,0,0,0,0,0,0,0,0,0,0,0,0,0,0,0,0,null,9.5699999999998404,0,0,0,0,0,0,0,0,0,0,0,0,0,0,0,0,0,0,0,0]
[null,null,null,9.5799999999998402,1,0,0,0,0,0,0,0,0,0,0,0,0,0,0,0,0,0,0,0,null,9.5799999999998402,0,0,0,0,0,0,0,0,0,0,0,0,0,0,0,0,0,0,0,0]
[null,null,null,9.58999999999984,1,0,0,0,0,0,0,0,0,0,0,0,0,0,0,0,0,0,0,0,null,9.58999999999984,0,0,0,0,0,0,0,0,0,0,0,0,0,0,0,0,0,0,0,0]
[null,null,null,9.5999999999998398,1,0,0,0,0,0,0,0,0,0,0,0,0,0,0,0,0,0,0,0,null,9.5999999999998398,0,0,0,0,0,0,0,0,0,0,0,0,0,0,0,0,0,0,0,0]
[null,null,null,{"$f":"D1005+0.01","v":9.6099999999998396},{"$f":"IF(AD$16=0,0,IF(E$36*$D1006^4  +    E$37*$D1006^3   +    E$38*$D1006^2    +    E$39*$D1006   +    E$40>1,1,E$36*$D1006^4  +    E$37*$D1006^3   +    E$38*$D1006^2    +    E$39*$D1006   +    E$40))","v":1},{"$f":"IF(AE$16=0,0,IF(F$36*$D1006^4  +    F$37*$D1006^3   +    F$38*$D1006^2    +    F$39*$D1006   +    F$40>1,1,F$36*$D1006^4  +    F$37*$D1006^3   +    F$38*$D1006^2    +    F$39*$D1006   +    F$40))","v":0},{"$f":"IF(AF$16=0,0,IF(G$36*$D1006^4  +    G$37*$D1006^3   +    G$38*$D1006^2    +    G$39*$D1006   +    G$40>1,1,G$36*$D1006^4  +    G$37*$D1006^3   +    G$38*$D1006^2    +    G$39*$D1006   +    G$40))","v":0},{"$f":"IF(AG$16=0,0,IF(H$36*$D1006^4  +    H$37*$D1006^3   +    H$38*$D1006^2    +    H$39*$D1006   +    H$40>1,1,H$36*$D1006^4  +    H$37*$D1006^3   +    H$38*$D1006^2    +    H$39*$D1006   +    H$40))","v":0},0,0,0,0,0,0,0,0,0,0,0,0,0,0,0,0,null,{"$f":"Z1005+0.01","v":9.6099999999998396},{"$f":"IF(AA$43<>0,INDEX(E$45:E$1045, MATCH($Z1006*(AA$43/24), $D$45:$D$1045)), 0)","v":0},{"$f":"IF(AB$43<>0,INDEX(F$45:F$1045, MATCH($Z1006*(AB$43/24), $D$45:$D$1045)), 0)","v":0},{"$f":"IF(AC$43<>0,INDEX(G$45:G$1045, MATCH($Z1006*(AC$43/24), $D$45:$D$1045)), 0)","v":0},{"$f":"IF(AD$43<>0,INDEX(H$45:H$1045, MATCH($Z1006*(AD$43/24), $D$45:$D$1045)), 0)","v":0},0,0,0,0,0,0,0,0,0,0,0,0,0,0,0,0]
[null,null,null,9.6199999999998393,1,0,0,0,0,0,0,0,0,0,0,0,0,0,0,0,0,0,0,0,null,9.6199999999998393,0,0,0,0,0,0,0,0,0,0,0,0,0,0,0,0,0,0,0,0]
[null,null,null,9.6299999999998391,1,0,0,0,0,0,0,0,0,0,0,0,0,0,0,0,0,0,0,0,null,9.6299999999998391,0,0,0,0,0,0,0,0,0,0,0,0,0,0,0,0,0,0,0,0]
[null,null,null,9.6399999999998389,1,0,0,0,0,0,0,0,0,0,0,0,0,0,0,0,0,0,0,0,null,9.6399999999998389,0,0,0,0,0,0,0,0,0,0,0,0,0,0,0,0,0,0,0,0]
[null,null,null,9.6499999999998387,1,0,0,0,0,0,0,0,0,0,0,0,0,0,0,0,0,0,0,0,null,9.6499999999998387,0,0,0,0,0,0,0,0,0,0,0,0,0,0,0,0,0,0,0,0]
[null,null,null,9.6599999999998385,1,0,0,0,0,0,0,0,0,0,0,0,0,0,0,0,0,0,0,0,null,9.6599999999998385,0,0,0,0,0,0,0,0,0,0,0,0,0,0,0,0,0,0,0,0]
[null,null,null,9.6699999999998383,1,0,0,0,0,0,0,0,0,0,0,0,0,0,0,0,0,0,0,0,null,9.6699999999998383,0,0,0,0,0,0,0,0,0,0,0,0,0,0,0,0,0,0,0,0]
[null,null,null,9.6799999999998381,1,0,0,0,0,0,0,0,0,0,0,0,0,0,0,0,0,0,0,0,null,9.6799999999998381,0,0,0,0,0,0,0,0,0,0,0,0,0,0,0,0,0,0,0,0]
[null,null,null,9.6899999999998379,1,0,0,0,0,0,0,0,0,0,0,0,0,0,0,0,0,0,0,0,null,9.6899999999998379,0,0,0,0,0,0,0,0,0,0,0,0,0,0,0,0,0,0,0,0]
[null,null,null,9.6999999999998376,1,0,0,0,0,0,0,0,0,0,0,0,0,0,0,0,0,0,0,0,null,9.6999999999998376,0,0,0,0,0,0,0,0,0,0,0,0,0,0,0,0,0,0,0,0]
[null,null,null,9.7099999999998374,1,0,0,0,0,0,0,0,0,0,0,0,0,0,0,0,0,0,0,0,null,9.7099999999998374,0,0,0,0,0,0,0,0,0,0,0,0,0,0,0,0,0,0,0,0]
[null,null,null,9.7199999999998372,1,0,0,0,0,0,0,0,0,0,0,0,0,0,0,0,0,0,0,0,null,9.7199999999998372,0,0,0,0,0,0,0,0,0,0,0,0,0,0,0,0,0,0,0,0]
[null,null,null,9.729999999999837,1,0,0,0,0,0,0,0,0,0,0,0,0,0,0,0,0,0,0,0,null,9.729999999999837,0,0,0,0,0,0,0,0,0,0,0,0,0,0,0,0,0,0,0,0]
[null,null,null,9.7399999999998368,1,0,0,0,0,0,0,0,0,0,0,0,0,0,0,0,0,0,0,0,null,9.7399999999998368,0,0,0,0,0,0,0,0,0,0,0,0,0,0,0,0,0,0,0,0]
[null,null,null,9.7499999999998366,1,0,0,0,0,0,0,0,0,0,0,0,0,0,0,0,0,0,0,0,null,9.7499999999998366,0,0,0,0,0,0,0,0,0,0,0,0,0,0,0,0,0,0,0,0]
[null,null,null,9.7599999999998364,1,0,0,0,{"$f":"IF(AH$16=0,0,IF(I$36*$D1021^4  +    I$37*$D1021^3   +    I$38*$D1021^2    +    I$39*$D1021   +    I$40>1,1,I$36*$D1021^4  +    I$37*$D1021^3   +    I$38*$D1021^2    +    I$39*$D1021   +    I$40))","v":0},{"$f":"IF(AI$16=0,0,IF(J$36*$D1021^4  +    J$37*$D1021^3   +    J$38*$D1021^2    +    J$39*$D1021   +    J$40>1,1,J$36*$D1021^4  +    J$37*$D1021^3   +    J$38*$D1021^2    +    J$39*$D1021   +    J$40))","v":0},{"$f":"IF(AJ$16=0,0,IF(K$36*$D1021^4  +    K$37*$D1021^3   +    K$38*$D1021^2    +    K$39*$D1021   +    K$40>1,1,K$36*$D1021^4  +    K$37*$D1021^3   +    K$38*$D1021^2    +    K$39*$D1021   +    K$40))","v":0},{"$f":"IF(AK$16=0,0,IF(L$36*$D1021^4  +    L$37*$D1021^3   +    L$38*$D1021^2    +    L$39*$D1021   +    L$40>1,1,L$36*$D1021^4  +    L$37*$D1021^3   +    L$38*$D1021^2    +    L$39*$D1021   +    L$40))","v":0},{"$f":"IF(AL$16=0,0,IF(M$36*$D1021^4  +    M$37*$D1021^3   +    M$38*$D1021^2    +    M$39*$D1021   +    M$40>1,1,M$36*$D1021^4  +    M$37*$D1021^3   +    M$38*$D1021^2    +    M$39*$D1021   +    M$40))","v":0},{"$f":"IF(AM$16=0,0,IF(N$36*$D1021^4  +    N$37*$D1021^3   +    N$38*$D1021^2    +    N$39*$D1021   +    N$40>1,1,N$36*$D1021^4  +    N$37*$D1021^3   +    N$38*$D1021^2    +    N$39*$D1021   +    N$40))","v":0},{"$f":"IF(AN$16=0,0,IF(O$36*$D1021^4  +    O$37*$D1021^3   +    O$38*$D1021^2    +    O$39*$D1021   +    O$40>1,1,O$36*$D1021^4  +    O$37*$D1021^3   +    O$38*$D1021^2    +    O$39*$D1021   +    O$40))","v":0},{"$f":"IF(AO$16=0,0,IF(P$36*$D1021^4  +    P$37*$D1021^3   +    P$38*$D1021^2    +    P$39*$D1021   +    P$40>1,1,P$36*$D1021^4  +    P$37*$D1021^3   +    P$38*$D1021^2    +    P$39*$D1021   +    P$40))","v":0},{"$f":"IF(AP$16=0,0,IF(Q$36*$D1021^4  +    Q$37*$D1021^3   +    Q$38*$D1021^2    +    Q$39*$D1021   +    Q$40>1,1,Q$36*$D1021^4  +    Q$37*$D1021^3   +    Q$38*$D1021^2    +    Q$39*$D1021   +    Q$40))","v":0},{"$f":"IF(AQ$16=0,0,IF(R$36*$D1021^4  +    R$37*$D1021^3   +    R$38*$D1021^2    +    R$39*$D1021   +    R$40>1,1,R$36*$D1021^4  +    R$37*$D1021^3   +    R$38*$D1021^2    +    R$39*$D1021   +    R$40))","v":0},{"$f":"IF(AR$16=0,0,IF(S$36*$D1021^4  +    S$37*$D1021^3   +    S$38*$D1021^2    +    S$39*$D1021   +    S$40>1,1,S$36*$D1021^4  +    S$37*$D1021^3   +    S$38*$D1021^2    +    S$39*$D1021   +    S$40))","v":0},{"$f":"IF(AS$16=0,0,IF(T$36*$D1021^4  +    T$37*$D1021^3   +    T$38*$D1021^2    +    T$39*$D1021   +    T$40>1,1,T$36*$D1021^4  +    T$37*$D1021^3   +    T$38*$D1021^2    +    T$39*$D1021   +    T$40))","v":0},{"$f":"IF(AT$16=0,0,IF(U$36*$D1021^4  +    U$37*$D1021^3   +    U$38*$D1021^2    +    U$39*$D1021   +    U$40>1,1,U$36*$D1021^4  +    U$37*$D1021^3   +    U$38*$D1021^2    +    U$39*$D1021   +    U$40))","v":0},{"$f":"IF(AU$16=0,0,IF(V$36*$D1021^4  +    V$37*$D1021^3   +    V$38*$D1021^2    +    V$39*$D1021   +    V$40>1,1,V$36*$D1021^4  +    V$37*$D1021^3   +    V$38*$D1021^2    +    V$39*$D1021   +    V$40))","v":0},{"$f":"IF(AV$16=0,0,IF(W$36*$D1021^4  +    W$37*$D1021^3   +    W$38*$D1021^2    +    W$39*$D1021   +    W$40>1,1,W$36*$D1021^4  +    W$37*$D1021^3   +    W$38*$D1021^2    +    W$39*$D1021   +    W$40))","v":0},{"$f":"IF(AW$16=0,0,IF(X$36*$D1021^4  +    X$37*$D1021^3   +    X$38*$D1021^2    +    X$39*$D1021   +    X$40>1,1,X$36*$D1021^4  +    X$37*$D1021^3   +    X$38*$D1021^2    +    X$39*$D1021   +    X$40))","v":0},null,9.7599999999998364,0,0,0,0,{"$f":"IF(AE$43<>0,INDEX(I$45:I$1045, MATCH($Z1021*(AE$43/24), $D$45:$D$1045)), 0)","v":0},{"$f":"IF(AF$43<>0,INDEX(J$45:J$1045, MATCH($Z1021*(AF$43/24), $D$45:$D$1045)), 0)","v":0},{"$f":"IF(AG$43<>0,INDEX(K$45:K$1045, MATCH($Z1021*(AG$43/24), $D$45:$D$1045)), 0)","v":0},{"$f":"IF(AH$43<>0,INDEX(L$45:L$1045, MATCH($Z1021*(AH$43/24), $D$45:$D$1045)), 0)","v":0},{"$f":"IF(AI$43<>0,INDEX(M$45:M$1045, MATCH($Z1021*(AI$43/24), $D$45:$D$1045)), 0)","v":0},{"$f":"IF(AJ$43<>0,INDEX(N$45:N$1045, MATCH($Z1021*(AJ$43/24), $D$45:$D$1045)), 0)","v":0},{"$f":"IF(AK$43<>0,INDEX(O$45:O$1045, MATCH($Z1021*(AK$43/24), $D$45:$D$1045)), 0)","v":0},{"$f":"IF(AL$43<>0,INDEX(P$45:P$1045, MATCH($Z1021*(AL$43/24), $D$45:$D$1045)), 0)","v":0},{"$f":"IF(AM$43<>0,INDEX(Q$45:Q$1045, MATCH($Z1021*(AM$43/24), $D$45:$D$1045)), 0)","v":0},{"$f":"IF(AN$43<>0,INDEX(R$45:R$1045, MATCH($Z1021*(AN$43/24), $D$45:$D$1045)), 0)","v":0},{"$f":"IF(AO$43<>0,INDEX(S$45:S$1045, MATCH($Z1021*(AO$43/24), $D$45:$D$1045)), 0)","v":0},{"$f":"IF(AP$43<>0,INDEX(T$45:T$1045, MATCH($Z1021*(AP$43/24), $D$45:$D$1045)), 0)","v":0},{"$f":"IF(AQ$43<>0,INDEX(U$45:U$1045, MATCH($Z1021*(AQ$43/24), $D$45:$D$1045)), 0)","v":0},{"$f":"IF(AR$43<>0,INDEX(V$45:V$1045, MATCH($Z1021*(AR$43/24), $D$45:$D$1045)), 0)","v":0},{"$f":"IF(AS$43<>0,INDEX(W$45:W$1045, MATCH($Z1021*(AS$43/24), $D$45:$D$1045)), 0)","v":0},{"$f":"IF(AT$43<>0,INDEX(X$45:X$1045, MATCH($Z1021*(AT$43/24), $D$45:$D$1045)), 0)","v":0}]
[null,null,null,9.7699999999998361,1,0,0,0,0,0,0,0,0,0,0,0,0,0,0,0,0,0,0,0,null,9.7699999999998361,0,0,0,0,0,0,0,0,0,0,0,0,0,0,0,0,0,0,0,0]
[null,null,null,9.7799999999998359,1,0,0,0,0,0,0,0,0,0,0,0,0,0,0,0,0,0,0,0,null,9.7799999999998359,0,0,0,0,0,0,0,0,0,0,0,0,0,0,0,0,0,0,0,0]
[null,null,null,9.7899999999998357,1,0,0,0,0,0,0,0,0,0,0,0,0,0,0,0,0,0,0,0,null,9.7899999999998357,0,0,0,0,0,0,0,0,0,0,0,0,0,0,0,0,0,0,0,0]
[null,null,null,9.7999999999998355,1,0,0,0,0,0,0,0,0,0,0,0,0,0,0,0,0,0,0,0,null,9.7999999999998355,0,0,0,0,0,0,0,0,0,0,0,0,0,0,0,0,0,0,0,0]
[null,null,null,9.8099999999998353,1,0,0,0,0,0,0,0,0,0,0,0,0,0,0,0,0,0,0,0,null,9.8099999999998353,0,0,0,0,0,0,0,0,0,0,0,0,0,0,0,0,0,0,0,0]
[null,null,null,9.8199999999998351,1,0,0,0,0,0,0,0,0,0,0,0,0,0,0,0,0,0,0,0,null,9.8199999999998351,0,0,0,0,0,0,0,0,0,0,0,0,0,0,0,0,0,0,0,0]
[null,null,null,9.8299999999998349,1,0,0,0,0,0,0,0,0,0,0,0,0,0,0,0,0,0,0,0,null,9.8299999999998349,0,0,0,0,0,0,0,0,0,0,0,0,0,0,0,0,0,0,0,0]
[null,null,null,9.8399999999998347,1,0,0,0,0,0,0,0,0,0,0,0,0,0,0,0,0,0,0,0,null,9.8399999999998347,0,0,0,0,0,0,0,0,0,0,0,0,0,0,0,0,0,0,0,0]
[null,null,null,9.8499999999998344,1,0,0,0,0,0,0,0,0,0,0,0,0,0,0,0,0,0,0,0,null,9.8499999999998344,0,0,0,0,0,0,0,0,0,0,0,0,0,0,0,0,0,0,0,0]
[null,null,null,9.8599999999998342,1,0,0,0,0,0,0,0,0,0,0,0,0,0,0,0,0,0,0,0,null,9.8599999999998342,0,0,0,0,0,0,0,0,0,0,0,0,0,0,0,0,0,0,0,0]
[null,null,null,9.869999999999834,1,0,0,0,0,0,0,0,0,0,0,0,0,0,0,0,0,0,0,0,null,9.869999999999834,0,0,0,0,0,0,0,0,0,0,0,0,0,0,0,0,0,0,0,0]
[null,null,null,9.8799999999998338,1,0,0,0,0,0,0,0,0,0,0,0,0,0,0,0,0,0,0,0,null,9.8799999999998338,0,0,0,0,0,0,0,0,0,0,0,0,0,0,0,0,0,0,0,0]
[null,null,null,9.8899999999998336,1,0,0,0,0,0,0,0,0,0,0,0,0,0,0,0,0,0,0,0,null,9.8899999999998336,0,0,0,0,0,0,0,0,0,0,0,0,0,0,0,0,0,0,0,0]
[null,null,null,9.8999999999998334,1,0,0,0,0,0,0,0,0,0,0,0,0,0,0,0,0,0,0,0,null,9.8999999999998334,0,0,0,0,0,0,0,0,0,0,0,0,0,0,0,0,0,0,0,0]
[null,null,null,9.9099999999998332,1,0,0,0,0,0,0,0,0,0,0,0,0,0,0,0,0,0,0,0,null,9.9099999999998332,0,0,0,0,0,0,0,0,0,0,0,0,0,0,0,0,0,0,0,0]
[null,null,null,9.919999999999833,1,0,0,0,0,0,0,0,0,0,0,0,0,0,0,0,0,0,0,0,null,9.919999999999833,0,0,0,0,0,0,0,0,0,0,0,0,0,0,0,0,0,0,0,0]
[null,null,null,9.9299999999998327,1,0,0,0,0,0,0,0,0,0,0,0,0,0,0,0,0,0,0,0,null,9.9299999999998327,0,0,0,0,0,0,0,0,0,0,0,0,0,0,0,0,0,0,0,0]
[null,null,null,9.9399999999998325,1,0,0,0,0,0,0,0,0,0,0,0,0,0,0,0,0,0,0,0,null,9.9399999999998325,0,0,0,0,0,0,0,0,0,0,0,0,0,0,0,0,0,0,0,0]
[null,null,null,9.9499999999998323,1,0,0,0,0,0,0,0,0,0,0,0,0,0,0,0,0,0,0,0,null,9.9499999999998323,0,0,0,0,0,0,0,0,0,0,0,0,0,0,0,0,0,0,0,0]
[null,null,null,9.9599999999998321,1,0,0,0,0,0,0,0,0,0,0,0,0,0,0,0,0,0,0,0,null,9.9599999999998321,0,0,0,0,0,0,0,0,0,0,0,0,0,0,0,0,0,0,0,0]
[null,null,null,9.9699999999998319,1,0,0,0,0,0,0,0,0,0,0,0,0,0,0,0,0,0,0,0,null,9.9699999999998319,0,0,0,0,0,0,0,0,0,0,0,0,0,0,0,0,0,0,0,0]
[null,null,null,9.9799999999998317,1,0,0,0,0,0,0,0,0,0,0,0,0,0,0,0,0,0,0,0,null,9.9799999999998317,0,0,0,0,0,0,0,0,0,0,0,0,0,0,0,0,0,0,0,0]
[null,null,null,9.9899999999998315,1,0,0,0,0,0,0,0,0,0,0,0,0,0,0,0,0,0,0,0,null,9.9899999999998315,0,0,0,0,0,0,0,0,0,0,0,0,0,0,0,0,0,0,0,0]
[null,null,null,9.9999999999998312,1,0,0,0,0,0,0,0,0,0,0,0,0,0,0,0,0,0,0,0,null,9.9999999999998312,0,0,0,0,0,0,0,0,0,0,0,0,0,0,0,0,0,0,0,0]

{"sheet":"ProductSelectorData","index":15,"n_rows":1020,"n_cols":7,"rows_kept":1020,"cut":false,"hidden":true,"merged":[]}
["Corelite","R2X Recessed Direct LED","R2X-WO-1L35-1C-UNV-14",32.799999999999997,0]
["Corelite","R2X Recessed Direct LED","R2X-WO-1L35-1C-UNV-22",25.3,0]
["Corelite","R2X Recessed Direct LED","R2X-WO-1L35-1C-UNV-24",32.799999999999997,0]
["Corelite","R2X Recessed Direct LED","R2X-WO-2L35-1C-UNV-14",48.1,0]
["Corelite","R2X Recessed Direct LED","R2X-WO-2L35-1C-UNV-22",29.3,0]
["Corelite","R2X Recessed Direct LED","R2X-WO-2L35-1C-UNV-24",47.7,0]
["Corelite","R2X Recessed Direct LED","R2X-WO-3L35-1C-UNV-14",58.1,0]
["Corelite","R2X Recessed Direct LED","R2X-WO-3L35-1C-UNV-22",38,0]
["Corelite","R2X Recessed Direct LED","R2X-WO-3L35-1C-UNV-24",58.1,0]
["Corelite","R2X Recessed Direct LED","R2X-WO-4L35-1C-UNV-14",75.5,0]
["Corelite","R2X Recessed Direct LED","R2X-WO-4L35-1C-UNV-22",48.5,0]
["Corelite","R2X Recessed Direct LED","R2X-WO-4L35-1C-UNV-24",75.3,0]
["Corelite","R2X Recessed Direct LED","R2X-WO-5L35-1C-UNV-14",96.5,0]
["Corelite","R2X Recessed Direct LED","R2X-WO-5L35-1C-UNV-24",96.6,0]
["Invue","ECM Epic Classical","ECM-E01-LED-E1-XX-XX-XX",24.7,0,"LB"]
["Invue","ECM Epic Classical","ECM-E02-LED-E1-XX-XX-XX",52.1,0,"LB"]
["Invue","ECM Epic Classical","ECM-E02-LED-E1-XX-XX-XX-2L",52.1,24.7,"LB"]
["Invue","ECM Epic Classical","ECM-E03-LED-E1-XX-XX-XX",75.2,0,"LB"]
["Invue","ECM Epic Classical","ECM-E04-LED-E1-XX-XX-XX",97.2,0,"LB"]
["Invue","ECM Epic Classical","ECM-E04-LED-E1-XX-XX-XX-2L",97.2,52.1,"LB"]
["Invue","ECM Epic Classical","ECM-F02-LED-E1-XX-XX-XX-2L",55,25.9,"LB"]
["Invue","ECM Epic Classical","ECM-F04-LED-E1-XX-XX-XX-2L",102.2,55,"LB"]
["Invue","ECM Epic Modern","EMM-E01-LED-E1-XX-XX-XX",24.7,0,"LB"]
["Invue","ECM Epic Modern","EMM-E02-LED-E1-XX-XX-XX",52.1,0,"LB"]
["Invue","ECM Epic Modern","EMM-E02-LED-E1-XX-XX-XX-2L",52.1,24.7,"LB"]
["Invue","ECM Epic Modern","EMM-E03-LED-E1-XX-XX-XX",75.2,0,"LB"]
["Invue","ECM Epic Modern","EMM-E04-LED-E1-XX-XX-XX",97.2,0,"LB"]
["Invue","ECM Epic Modern","EMM-E04-LED-E1-XX-XX-XX-2L",97.2,52.1,"LB"]
["Invue","ECM Epic Modern","EMM-F01-LED-E1-XX-XX-XX",25.9,0,"LB"]
["Invue","ECM Epic Modern","EMM-F02-LED-E1-XX-XX-XX",55,0,"LB"]
["Invue","ECM Epic Modern","EMM-F02-LED-E1-XX-XX-XX-2L",55,25.9,"LB"]
["Invue","ECM Epic Modern","EMM-F03-LED-E1-XX-XX-XX",78.3,0,"LB"]
["Invue","ECM Epic Modern","EMM-F04-LED-E1-XX-XX-XX",102.2,0,"LB"]
["Invue","ECM Epic Modern","EMM-F04-LED-E1-XX-XX-XX-2L",102.2,55,"LB"]
["Invue","ENC Entri LED","ENC-E01-XX-XX-XX",24.7,0,"LBW"]
["Invue","ENC Entri LED","ENC-E01-XX-XX-XX-ULG",24.7,0,"LBW"]
["Invue","ENC Entri LED","ENC-E02-XX-XX-XX",46.9,0,"LBW"]
["Invue","ENC Entri LED","ENC-E02-XX-XX-XX-2L",46.9,24.7,"LBW"]
["Invue","ENC Entri LED","ENC-E02-XX-XX-XX-ULG",46.9,0,"LBW"]
["Invue","ENC Entri LED","ENC-F01-XX-XX-XX",25.9,0,"LBW"]
["Invue","ENC Entri LED","ENC-F01-XX-XX-XX-ULG",25.9,0,"LBW"]
["Invue","ENC Entri LED","ENC-F02-XX-XX-XX",46.9,0,"LBW"]
["Invue","ENC Entri LED","ENC-F02-XX-XX-XX-2L",46.9,25.9,"LBW"]
["Invue","ENC Entri LED","ENC-F02-XX-XX-XX-ULG",46.9,0,"LBW"]
["Invue","ENT Entri LED","ENT-E01-XX-XX-XX",24.7,0,"LBW"]
["Invue","ENT Entri LED","ENT-E01-XX-XX-XX-ULG",24.7,0,"LBW"]
["Invue","ENT Entri LED","ENT-E02-XX-XX-XX",46.9,0,"LBW"]
["Invue","ENT Entri LED","ENT-E02-XX-XX-XX-2L",46.9,24.7,"LBW"]
["Invue","ENT Entri LED","ENT-E02-XX-XX-XX-ULG",46.9,0,"LBW"]
["Invue","ENT Entri LED","ENT-F01-XX-XX-XX",25.9,0,"LBW"]
["Invue","ENT Entri LED","ENT-F01-XX-XX-XX-ULG",25.9,0,"LBW"]
["Invue","ENT Entri LED","ENT-F02-XX-XX-XX",46.9,0,"LBW"]
["Invue","ENT Entri LED","ENT-F02-XX-XX-XX-2L",46.9,25.9,"LBW"]
["Invue","ENT Entri LED","ENT-F02-XX-XX-XX-ULG",46.9,0,"LBW"]
["Invue","ENV Entri LED","ENV-E01-XX-XX-XX",24.7,0,"LBW"]
["Invue","ENV Entri LED","ENV-E01-XX-XX-XX-ULG",24.7,0,"LBW"]
["Invue","ENV Entri LED","ENV-E02-XX-XX-XX",46.9,0,"LBW"]
["Invue","ENV Entri LED","ENV-E02-XX-XX-XX-2L",46.9,24.7,"LBW"]
["Invue","ENV Entri LED","ENV-E02-XX-XX-XX-ULG",46.9,0,"LBW"]
["Invue","ENV Entri LED","ENV-F01-XX-XX-XX",25.9,0,"LBW"]
["Invue","ENV Entri LED","ENV-F01-XX-XX-XX-ULG",25.9,0,"LBW"]
["Invue","ENV Entri LED","ENV-F02-XX-XX-XX",46.9,0,"LBW"]
["Invue","ENV Entri LED","ENV-F02-XX-XX-XX-2L",46.9,25.9,"LBW"]
["Invue","ENV Entri LED","ENV-F02-XX-XX-XX-ULG",46.9,0,"LBW"]
["Invue","ICM Icon Medium","ICM-E01-LED-E1-XX-XX-XX",24.7,0,"LB"]
["Invue","ICM Icon Medium","ICM-E02-LED-E1-XX-XX-XX",52.1,0,"LB"]
["Invue","ICM Icon Medium","ICM-E02-LED-E1-XX-XX-XX-2L",52.1,24.7,"LB"]
["Invue","ICM Icon Medium","ICM-E03-LED-E1-XX-XX-XX",75.2,0,"LB"]
["Invue","ICM Icon Medium","ICM-E04-LED-E1-XX-XX-XX",97.2,0,"LB"]
["Invue","ICM Icon Medium","ICM-E04-LED-E1-XX-XX-XX-2L",97.2,52.1,"LB"]
["Invue","ICM Icon Medium","ICM-E05-LED-E1-XX-XX-XX",127.3,0,"LB"]
["Invue","ICM Icon Medium","ICM-E06-LED-E1-XX-XX-XX",150.5,0,"LB"]
["Invue","ICM Icon Medium","ICM-E06-LED-E1-XX-XX-XX-2L",150.5,75.2,"LB"]
["Invue","ICM Icon Medium","ICM-F01-LED-E1-XX-XX-XX",25.9,0,"LB"]
["Invue","ICM Icon Medium","ICM-F02-LED-E1-XX-XX-XX",55,0,"LB"]
["Invue","ICM Icon Medium","ICM-F02-LED-E1-XX-XX-XX-2L",55,25.9,"LB"]
["Invue","ICM Icon Medium","ICM-F03-LED-E1-XX-XX-XX",78.3,0,"LB"]
["Invue","ICM Icon Medium","ICM-F04-LED-E1-XX-XX-XX",102.2,0,"LB"]
["Invue","ICM Icon Medium","ICM-F04-LED-E1-XX-XX-XX-2L",102.2,55,"LB"]
["Invue","ICM Icon Medium","ICM-F05-LED-E1-XX-XX-XX",133.30000000000001,0,"LB"]
["Invue","ICM Icon Medium","ICM-F06-LED-E1-XX-XX-XX",156.5,0,"LB"]
["Invue","ICM Icon Medium","ICM-F06-LED-E1-XX-XX-XX-2L",156.5,78.3,"LB"]
["Invue","MSA Mesa LED","MSA-E01-XX-XX-XX",24.7,0,"LB"]
["Invue","MSA Mesa LED","MSA-E02-XX-XX-XX",52.1,0,"LB"]
["Invue","MSA Mesa LED","MSA-E02-XX-XX-XX-2L ",52.1,27,"LB"]
["Invue","MSA Mesa LED","MSA-E03-XX-XX-XX",75.2,0,"LB"]
["Invue","MSA Mesa LED","MSA-E04-XX-XX-XX",97.2,0,"LB"]
["Invue","MSA Mesa LED","MSA-E04-XX-XX-XX-2L",97.2,52.1,"LB"]
["Invue","MSA Mesa LED","MSA-E05-XX-XX-XX",127.3,0,"LB"]
["Invue","MSA Mesa LED","MSA-E06-XX-XX-XX",150.5,0,"LB"]
["Invue","MSA Mesa LED","MSA-E06-XX-XX-XX-2L",150.5,75.2,"LB"]
["Invue","MSA Mesa LED","MSA-F01-XX-XX-XX",25.9,0,"LB"]
["Invue","MSA Mesa LED","MSA-F02-XX-XX-XX",55,0,"LB"]
["Invue","MSA Mesa LED","MSA-F02-XX-XX-XX-2L ",55,27,"LB"]
["Invue","MSA Mesa LED","MSA-F03-XX-XX-XX",78.3,0,"LB"]
["Invue","MSA Mesa LED","MSA-F04-XX-XX-XX",102.2,0,"LB"]
["Invue","MSA Mesa LED","MSA-F04-XX-XX-XX-2L",102.2,55,"LB"]
["Invue","MSA Mesa LED","MSA-F05-XX-XX-XX",133.30000000000001,0,"LB"]
["Invue","MSA Mesa LED","MSA-F06-XX-XX-XX",156.5,0,"LB"]
["Invue","MSA Mesa LED","MSA-F06-XX-XX-XX-2L",156.5,78.3,"LB"]
["Invue","SDM1 Slide Medium LED","SDM1-E01-LED-E1-XX-XX-XX",24.7,0,"LB"]
["Invue","SDM1 Slide Medium LED","SDM1-E02-LED-E1-XX-XX-XX",52.1,0,"LB"]
["Invue","SDM1 Slide Medium LED","SDM1-E02-LED-E1-XX-XX-XX-2L",52.1,24.7,"LB"]
["Invue","SDM1 Slide Medium LED","SDM1-E03-LED-E1-XX-XX-XX",75.2,0,"LB"]
["Invue","SDM1 Slide Medium LED","SDM1-E04-LED-E1-XX-XX-XX",97.2,0,"LB"]
["Invue","SDM1 Slide Medium LED","SDM1-E04-LED-E1-XX-XX-XX-2L",97.2,52.1,"LB"]
["Invue","SDM1 Slide Medium LED","SDM1-E05-LED-E1-XX-XX-XX",127.3,0,"LB"]
["Invue","SDM1 Slide Medium LED","SDM1-E06-LED-E1-XX-XX-XX",150.5,0,"LB"]
["Invue","SDM1 Slide Medium LED","SDM1-E06-LED-E1-XX-XX-XX-2L",150.5,75.2,"LB"]
["Invue","SDM1 Slide Medium LED","SDM1-F01-LED-E1-XX-XX-XX",25.9,0,"LB"]
["Invue","SDM1 Slide Medium LED","SDM1-F02-LED-E1-XX-XX-XX",55,0,"LB"]
["Invue","SDM1 Slide Medium LED","SDM1-F02-LED-E1-XX-XX-XX-2L",55,25.9,"LB"]
["Invue","SDM1 Slide Medium LED","SDM1-F03-LED-E1-XX-XX-XX",78.3,0,"LB"]
["Invue","SDM1 Slide Medium LED","SDM1-F04-LED-E1-XX-XX-XX",102.2,0,"LB"]
["Invue","SDM1 Slide Medium LED","SDM1-F04-LED-E1-XX-XX-XX-2L",102.2,55,"LB"]
["Invue","SDM1 Slide Medium LED","SDM1-F05-LED-E1-XX-XX-XX",133.30000000000001,0,"LB"]
["Invue","SDM1 Slide Medium LED","SDM1-F06-LED-E1-XX-XX-XX",156.5,0,"LB"]
["Invue","SDM1 Slide Medium LED","SDM1-F06-LED-E1-XX-XX-XX-2L",156.5,78.3,"LB"]
["Invue","VFS Vision Flood Small LED","VFS-K-B20-3-LED-E1-XX",24,0,null,"2014-09-22"]
["Invue","VFS Vision Flood Small LED","VFS-K-B20-5-LED-E1-XX",35,0,null,"2014-09-22"]
["Invue","VFS Vision Flood Small LED","VFS-K-B20-7-LED-E1-XX",49,0,null,"2014-09-22"]
["Invue","VFS Vision Flood Small LED","VFS-K-B40-3-LED-E1-XX",45,0,null,"2014-09-22"]
["Invue","VFS Vision Flood Small LED","VFS-K-B40-3-LED-E1-XX-2L",45,23,null,"2014-09-22"]
["Invue","VFS Vision Flood Small LED","VFS-K-B40-5-LED-E1-XX",66,0,null,"2014-09-22"]
["Invue","VFS Vision Flood Small LED","VFS-K-B40-5-LED-E1-XX-2L",66,33,null,"2014-09-22"]
["Invue","VFS Vision Flood Small LED","VFS-K-B40-7-LED-E1-XX",94,0,null,"2014-09-22"]
["Invue","VXM Vision Site Medium","VXM-E01-XX-XX-XX",24.7,0,"LB"]
["Invue","VXM Vision Site Medium","VXM-E02-XX-XX-XX",52.1,0,"LB"]
["Invue","VXM Vision Site Medium","VXM-E02-XX-XX-XX-2L ",52.1,27,"LB"]
["Invue","VXM Vision Site Medium","VXM-E03-XX-XX-XX",75.2,0,"LB"]
["Invue","VXM Vision Site Medium","VXM-E04-XX-XX-XX",97.2,0,"LB"]
["Invue","VXM Vision Site Medium","VXM-E04-XX-XX-XX-2L",97.2,52.1,"LB"]
["Invue","VXM Vision Site Medium","VXM-E05-XX-XX-XX",127.3,0,"LB"]
["Invue","VXM Vision Site Medium","VXM-E06-XX-XX-XX",150.5,0,"LB"]
["Invue","VXM Vision Site Medium","VXM-E06-XX-XX-XX-2L",150.5,75.2,"LB"]
["Invue","VXM Vision Site Medium","VXM-F01-XX-XX-XX",25.9,0,"LB"]
["Invue","VXM Vision Site Medium","VXM-F02-XX-XX-XX",55,0,"LB"]
["Invue","VXM Vision Site Medium","VXM-F02-XX-XX-XX-2L ",55,27,"LB"]
["Invue","VXM Vision Site Medium","VXM-F03-XX-XX-XX",78.3,0,"LB"]
["Invue","VXM Vision Site Medium","VXM-F04-XX-XX-XX",102.2,0,"LB"]
["Invue","VXM Vision Site Medium","VXM-F04-XX-XX-XX-2L",102.2,55,"LB"]
["Invue","VXM Vision Site Medium","VXM-F05-XX-XX-XX",133.30000000000001,0,"LB"]
["Invue","VXM Vision Site Medium","VXM-F06-XX-XX-XX",156.5,0,"LB"]
["Invue","VXM Vision Site Medium","VXM-F06-XX-XX-XX-2L",156.5,78.3,"LB"]
["Invue","VXS Vision Site Small","VXS-E01-XX-XX-XX",24.7,0,"LB"]
["Invue","VXS Vision Site Small","VXS-E02-XX-XX-XX",52.1,0,"LB"]
["Invue","VXS Vision Site Small","VXS-E02-XX-XX-XX-2L ",52.1,27,"LB"]
["Invue","VXS Vision Site Small","VXS-E03-XX-XX-XX",75.2,0,"LB"]
["Invue","VXS Vision Site Small","VXS-E04-XX-XX-XX",97.2,0,"LB"]
["Invue","VXS Vision Site Small","VXS-E04-XX-XX-XX-2L",97.2,52.1,"LB"]
["Invue","VXS Vision Site Small","VXS-F01-XX-XX-XX",25.9,0,"LB"]
["Invue","VXS Vision Site Small","VXS-F02-XX-XX-XX",55,0,"LB"]
["Invue","VXS Vision Site Small","VXS-F02-XX-XX-XX-2L ",55,27,"LB"]
["Invue","VXS Vision Site Small","VXS-F03-XX-XX-XX",78.3,0,"LB"]
["Invue","VXS Vision Site Small","VXS-F04-XX-XX-XX",102.2,0,"LB"]
["Invue","VXS Vision Site Small","VXS-F04-XX-XX-XX-2L",102.2,55,"LB"]
["Lumark","NAV Navion","NAV-AE-01-E-UNV-X-X-X",56,0]
["Lumark","NAV Navion","NAV-AE-01-E-UNV-X-X-X (530mA)",30,0]
["Lumark","NAV Navion","NAV-AE-01-E-UNV-X-X-X (700mA)",38,0]
["Lumark","NAV Navion","NAV-AE-02-E-UNV-X-X-X",107,0]
["Lumark","NAV Navion","NAV-AE-02-E-UNV-X-X-X (530mA)",54,0]
["Lumark","NAV Navion","NAV-AE-02-E-UNV-X-X-X (700mA)",72,0]
["Lumark","NAV Navion","NAV-AE-03-E-UNV-X-X-X",157,0]
["Lumark","NAV Navion","NAV-AE-03-E-UNV-X-X-X (530mA)",80,0]
["Lumark","NAV Navion","NAV-AE-03-E-UNV-X-X-X (700mA)",105,0]
["Lumark","NAV Navion","NAV-AE-04-E-UNV-X-X-X",213,0]
["Lumark","NAV Navion","NAV-AE-04-E-UNV-X-X-X (530mA)",105,0]
["Lumark","NAV Navion","NAV-AE-04-E-UNV-X-X-X (700mA)",138,0]
["Lumark","NAV Navion","NAV-AE-06-E-UNV-X-X-X",315,0]
["Lumark","NAV Navion","NAV-AE-06-E-UNV-X-X-X (530mA)",159,0]
["Lumark","NAV Navion","NAV-AE-06-E-UNV-X-X-X (700mA)",210,0]
["Lumark","Night Falcon LED Floodlight","NFFLD-A25",85,0,null,"2015-04-22"]
["Lumark","Night Falcon LED Floodlight","NFFLD-A40",129,0,null,"2015-04-22"]
["Lumark","PRV Prevail","PRV-A15-D-UNV-X-X-X-X",57,29.7,null,"2015-10-15"]
["Lumark","PRV Prevail","PRV-A25-D-UNV-X-X-X-X",87,45.7,null,"2015-10-15"]
["Lumark","PRV Prevail","PRV-A40-D-UNV-X-X-X-X",143,71.400000000000006,null,"2015-10-15"]
["Lumark","PRV Prevail","PRVS-A15-UNV-X-X",57,29.7,null,"2015-10-15"]
["Lumark","PRV Prevail","PRVS-A25-UNV-X-X",87,45.7,null,"2015-10-15"]
["Lumark","PRV Prevail","PRVS-A40-UNV-X-X",143,71.400000000000006,null,"2015-10-15"]
["Lumark","QD Quadcast","QDCAST1A",56,0]
["Lumark","RC LED Roadway Cutoff Cobrahead","LDRC-XX-E01-XX-XX",24.7,0,"LB"]
["Lumark","RC LED Roadway Cutoff Cobrahead","LDRC-XX-E02-XX-2L",52.1,24.7,"LB"]
["Lumark","RC LED Roadway Cutoff Cobrahead","LDRC-XX-E02-XX-XX",52.1,0,"LB"]
["Lumark","RC LED Roadway Cutoff Cobrahead","LDRC-XX-E03-XX-XX",75.2,0,"LB"]
["Lumark","RC LED Roadway Cutoff Cobrahead","LDRC-XX-E04-XX-2L",97.2,52.1,"LB"]
["Lumark","RC LED Roadway Cutoff Cobrahead","LDRC-XX-E04-XX-XX",97.2,0,"LB"]
["Lumark","RC LED Roadway Cutoff Cobrahead","LDRC-XX-F01-XX-XX",25.9,0,"LB"]
["Lumark","RC LED Roadway Cutoff Cobrahead","LDRC-XX-F02-XX-2L",55,25.9,"LB"]
["Lumark","RC LED Roadway Cutoff Cobrahead","LDRC-XX-F02-XX-XX",55,0,"LB"]
["Lumark","RC LED Roadway Cutoff Cobrahead","LDRC-XX-F03-XX-XX",78.3,0,"LB"]
["Lumark","RC LED Roadway Cutoff Cobrahead","LDRC-XX-F04-XX-2L",102.2,55,"LB"]
["Lumark","RC LED Roadway Cutoff Cobrahead","LDRC-XX-F04-XX-XX",102.2,0,"LB"]
["Lumark","RC LED Roadway Cutoff Cobrahead","LDRL-XX-E01-XX-XX",24.7,0,"LB"]
["Lumark","RC LED Roadway Cutoff Cobrahead","LDRL-XX-E02-XX-2L",52.1,24.7,"LB"]
["Lumark","RC LED Roadway Cutoff Cobrahead","LDRL-XX-E02-XX-XX",52.1,0,"LB"]
["Lumark","RC LED Roadway Cutoff Cobrahead","LDRL-XX-E03-XX-XX",75.2,0,"LB"]
["Lumark","RC LED Roadway Cutoff Cobrahead","LDRL-XX-E04-XX-2L",97.2,52.1,"LB"]
["Lumark","RC LED Roadway Cutoff Cobrahead","LDRL-XX-E04-XX-XX",97.2,0,"LB"]
["Lumark","RC LED Roadway Cutoff Cobrahead","LDRL-XX-E05-XX-XX",127.3,0,"LB"]
["Lumark","RC LED Roadway Cutoff Cobrahead","LDRL-XX-E06-XX-2L",150.5,75.2,"LB"]
["Lumark","RC LED Roadway Cutoff Cobrahead","LDRL-XX-E06-XX-XX",150.5,0,"LB"]
["Lumark","RC LED Roadway Cutoff Cobrahead","LDRL-XX-F01-XX-XX",25.9,0,"LB"]
["Lumark","RC LED Roadway Cutoff Cobrahead","LDRL-XX-F02-XX-2L",55,25.9,"LB"]
["Lumark","RC LED Roadway Cutoff Cobrahead","LDRL-XX-F02-XX-XX",55,0,"LB"]
["Lumark","RC LED Roadway Cutoff Cobrahead","LDRL-XX-F03-XX-XX",78.3,0,"LB"]
["Lumark","RC LED Roadway Cutoff Cobrahead","LDRL-XX-F04-XX-2L",102.2,55,"LB"]
["Lumark","RC LED Roadway Cutoff Cobrahead","LDRL-XX-F04-XX-XX",102.2,0,"LB"]
["Lumark","RC LED Roadway Cutoff Cobrahead","LDRL-XX-F05-XX-XX",133.30000000000001,0,"LB"]
["Lumark","RC LED Roadway Cutoff Cobrahead","LDRL-XX-F06-XX-2L",156.5,78.3,"LB"]
["Lumark","RC LED Roadway Cutoff Cobrahead","LDRL-XX-F06-XX-XX",156.5,0,"LB"]
["Lumark","RV Ridgeview LED","LDRV-XX-E01-X-XX",24.7,0,"LB"]
["Lumark","RV Ridgeview LED","LDRV-XX-E02-X-2L",52.1,24.7,"LB"]
["Lumark","RV Ridgeview LED","LDRV-XX-E02-X-XX",52.1,0,"LB"]
["Lumark","RV Ridgeview LED","LDRV-XX-E03-X-XX",75.2,0,"LB"]
["Lumark","RV Ridgeview LED","LDRV-XX-E04-X-2L",97.2,52.1,"LB"]
["Lumark","RV Ridgeview LED","LDRV-XX-E04-X-XX",97.2,0,"LB"]
["Lumark","RV Ridgeview LED","LDRV-XX-F01-X-XX",25.9,0,"LB"]
["Lumark","RV Ridgeview LED","LDRV-XX-F02-X-2L",55,25.9,"LB"]
["Lumark","RV Ridgeview LED","LDRV-XX-F02-X-XX",55,0,"LB"]
["Lumark","RV Ridgeview LED","LDRV-XX-F03-X-XX",78.3,0,"LB"]
["Lumark","RV Ridgeview LED","LDRV-XX-F04-X-2L",102.2,55,"LB"]
["Lumark","RV Ridgeview LED","LDRV-XX-F04-X-XX",102.2,0,"LB"]
["Lumark","VRDN LED Luminaire","VRDN-A016-E-UNV-X",36,0,null,"2016-02-10"]
["Lumark","VRDN LED Luminaire","VRDN-A018-E-UNV-X",51,0,null,"2016-02-10"]
["Lumark","VRDN LED Luminaire","VRDN-A01-E-UNV-X",64,0,null,"2016-02-10"]
["Lumark","VRDN LED Luminaire","VRDN-A028-E-UNV-X",72,0,null,"2016-02-10"]
["Lumark","VRDN LED Luminaire","VRDN-A02-E-UNV-X",92,0,null,"2016-02-10"]
["Lumark","WP Wal-Pak LED","LDWP-FC-2A-ED",29,0]
["Lumark","WP Wal-Pak LED","LDWP-FC-4A-ED",40,0]
["Lumark","WP Wal-Pak LED","LDWP-FL-2A-ED",29,0]
["Lumark","WP Wal-Pak LED","LDWP-FL-4A-ED",40,0]
["Lumark","WP Wal-Pak LED","LDWP-GL-2A-ED",29,0]
["Lumark","WP Wal-Pak LED","LDWP-GL-4A-ED",40,0]
["Lumark","WP Wal-Pak LED","LDWP-XX-2A-ED-XX",28,0]
["Lumark","WP Wal-Pak LED","LDWP-XX-4A-ED-XX",40,0]
["Lumark","XTOR Crosstour LED","XTOR1A",6.8,0,null,"2015-01-29"]
["Lumark","XTOR Crosstour LED","XTOR1A-N",6.8,0,null,"2015-01-29"]
["Lumark","XTOR Crosstour LED","XTOR2A",17.7,0,null,"2015-01-29"]
["Lumark","XTOR Crosstour LED","XTOR2A-N",17.7,0,null,"2015-01-29"]
["Lumark","XTOR Crosstour LED","XTOR3A",26.4,0,null,"2015-01-29"]
["Lumark","XTOR Crosstour LED","XTOR3A-N",26.4,0,null,"2015-01-29"]
["Lumark","XTOR Crosstour LED","XTOR5A",41.4,0,null,"2015-01-29"]
["Lumark","XTOR Crosstour LED","XTOR5A-N",43,0,null,"2015-01-29"]
["Lumark","XTOR Crosstour LED","XTOR5ARL",41.4,0,null,"2015-01-29"]
["Lumark","XTOR Crosstour LED","XTOR5ARL-N",42,0,null,"2015-01-29"]
["Lumark","XTOR Crosstour LED","XTOR9A",78.7,0,null,"2015-01-29"]
["Lumark","XTOR Crosstour LED","XTOR9A-N",78.7,0,null,"2015-01-29"]
["Lumark","XTOR Crosstour LED","XTOR9ARL",82,0,null,"2015-01-29"]
["Lumark","XTOR Crosstour LED","XTOR9ARL-N",81,0,null,"2015-01-29"]
["McGraw-Edison","CNC Concise LED","CNC-E01-XX-XX-XX",24.7,0,"LB"]
["McGraw-Edison","CNC Concise LED","CNC-E02-XX-XX-XX",52.1,0,"LB"]
["McGraw-Edison","CNC Concise LED","CNC-E02-XX-XX-XX-2L ",52.1,27,"LB"]
["McGraw-Edison","CNC Concise LED","CNC-E03-XX-XX-XX",75.2,0,"LB"]
["McGraw-Edison","CNC Concise LED","CNC-E04-XX-XX-XX",97.2,0,"LB"]
["McGraw-Edison","CNC Concise LED","CNC-E04-XX-XX-XX-2L",97.2,52.1,"LB"]
["McGraw-Edison","CNC Concise LED","CNC-F01-XX-XX-XX",25.9,0,"LB"]
["McGraw-Edison","CNC Concise LED","CNC-F02-XX-XX-XX",55,0,"LB"]
["McGraw-Edison","CNC Concise LED","CNC-F02-XX-XX-XX-2L ",55,27,"LB"]
["McGraw-Edison","CNC Concise LED","CNC-F03-XX-XX-XX",78.3,0,"LB"]
["McGraw-Edison","CNC Concise LED","CNC-F04-XX-XX-XX",102.2,0,"LB"]
["McGraw-Edison","CNC Concise LED","CNC-F04-XX-XX-XX-2L",102.2,55,"LB"]
["McGraw-Edison","GLEON Galleon LED","GLEON-AE-02-LED-X-X-X-X",107,0]
["McGraw-Edison","GLEON Galleon LED","GLEON-AE-02-LED-X-X-X-X (530mA)",54,0]
["McGraw-Edison","GLEON Galleon LED","GLEON-AE-02-LED-X-X-X-X (700mA)",72,0]
["McGraw-Edison","GLEON Galleon LED","GLEON-AE-03-LED-X-X-X-X",157,0]
["McGraw-Edison","GLEON Galleon LED","GLEON-AE-03-LED-X-X-X-X (530mA)",80,0]
["McGraw-Edison","GLEON Galleon LED","GLEON-AE-03-LED-X-X-X-X (700mA)",105,0]
["McGraw-Edison","GLEON Galleon LED","GLEON-AE-04-LED-X-X-X-X",213,0]
["McGraw-Edison","GLEON Galleon LED","GLEON-AE-04-LED-X-X-X-X (530mA)",105,0]
["McGraw-Edison","GLEON Galleon LED","GLEON-AE-04-LED-X-X-X-X (700mA)",138,0]
["McGraw-Edison","GLEON Galleon LED","GLEON-AE-05-LED-X-X-X-X",264,0]
["McGraw-Edison","GLEON Galleon LED","GLEON-AE-05-LED-X-X-X-X (530mA)",130,0]
["McGraw-Edison","GLEON Galleon LED","GLEON-AE-05-LED-X-X-X-X (700mA)",176,0]
["McGraw-Edison","GLEON Galleon LED","GLEON-AE-06-LED-X-X-X-X",315,0]
["McGraw-Edison","GLEON Galleon LED","GLEON-AE-06-LED-X-X-X-X (530mA)",159,0]
["McGraw-Edison","GLEON Galleon LED","GLEON-AE-06-LED-X-X-X-X (700mA)",210,0]
["McGraw-Edison","GLEON Galleon LED","GLEON-AE-07-LED-X-X-X-X",370,0]
["McGraw-Edison","GLEON Galleon LED","GLEON-AE-07-LED-X-X-X-X (530mA)",184,0]
["McGraw-Edison","GLEON Galleon LED","GLEON-AE-07-LED-X-X-X-X (700mA)",243,0]
["McGraw-Edison","GLEON Galleon LED","GLEON-AE-08-LED-X-X-X-X",421,0]
["McGraw-Edison","GLEON Galleon LED","GLEON-AE-08-LED-X-X-X-X (530mA)",209,0]
["McGraw-Edison","GLEON Galleon LED","GLEON-AE-08-LED-X-X-X-X (700mA)",276,0]
["McGraw-Edison","GLEON Galleon LED","GLEON-AE-09-LED-X-X-X-X",475,0]
["McGraw-Edison","GLEON Galleon LED","GLEON-AE-09-LED-X-X-X-X (530mA)",234,0]
["McGraw-Edison","GLEON Galleon LED","GLEON-AE-09-LED-X-X-X-X (700mA)",314,0]
["McGraw-Edison","GLEON Galleon LED","GLEON-AE-10-LED-X-X-X-X",528,0]
["McGraw-Edison","GLEON Galleon LED","GLEON-AE-10-LED-X-X-X-X (530mA)",259,0]
["McGraw-Edison","GLEON Galleon LED","GLEON-AE-10-LED-X-X-X-X (700mA)",348,0]
["McGraw-Edison","ISC Impact Elite","ISC-E01-XX-XX-XX",24.7,0,"LBW"]
["McGraw-Edison","ISC Impact Elite","ISC-E01-XX-XX-XX-ULG",24.7,0,"LBW"]
["McGraw-Edison","ISC Impact Elite","ISC-E02-XX-XX-XX",46.9,0,"LBW"]
["McGraw-Edison","ISC Impact Elite","ISC-E02-XX-XX-XX-2L",46.9,24.7,"LBW"]
["McGraw-Edison","ISC Impact Elite","ISC-E02-XX-XX-XX-ULG",46.9,0,"LBW"]
["McGraw-Edison","ISC Impact Elite","ISC-F01-XX-XX-XX",25.9,0,"LBW"]
["McGraw-Edison","ISC Impact Elite","ISC-F01-XX-XX-XX-ULG",25.9,0,"LBW"]
["McGraw-Edison","ISC Impact Elite","ISC-F02-XX-XX-XX",46.9,0,"LBW"]
["McGraw-Edison","ISC Impact Elite","ISC-F02-XX-XX-XX-2L",46.9,25.9,"LBW"]
["McGraw-Edison","ISC Impact Elite","ISC-F02-XX-XX-XX-ULG",46.9,0,"LBW"]
["McGraw-Edison","ISC Impact Elite","ISS-E01-XX-XX-XX",24.7,0,"LBW"]
["McGraw-Edison","ISC Impact Elite","ISS-E01-XX-XX-XX-ULG",24.7,0,"LBW"]
["McGraw-Edison","ISC Impact Elite","ISS-E02-XX-XX-XX",46.9,0,"LBW"]
["McGraw-Edison","ISC Impact Elite","ISS-E02-XX-XX-XX-2L",46.9,24.7,"LBW"]
["McGraw-Edison","ISC Impact Elite","ISS-E02-XX-XX-XX-ULG",46.9,0,"LBW"]
["McGraw-Edison","ISC Impact Elite","ISS-F01-XX-XX-XX",25.9,0,"LBW"]
["McGraw-Edison","ISC Impact Elite","ISS-F01-XX-XX-XX-ULG",25.9,0,"LBW"]
["McGraw-Edison","ISC Impact Elite","ISS-F02-XX-XX-XX",46.9,0,"LBW"]
["McGraw-Edison","ISC Impact Elite","ISS-F02-XX-XX-XX-2L",46.9,25.9,"LBW"]
["McGraw-Edison","ISC Impact Elite","ISS-F02-XX-XX-XX-ULG",46.9,0,"LBW"]
["McGraw-Edison","ISC Impact Elite","IST-E01-XX-XX-XX",24.7,0,"LBW"]
["McGraw-Edison","ISC Impact Elite","IST-E01-XX-XX-XX-ULG",24.7,0,"LBW"]
["McGraw-Edison","ISC Impact Elite","IST-E02-XX-XX-XX",46.9,0,"LBW"]
["McGraw-Edison","ISC Impact Elite","IST-E02-XX-XX-XX-2L",46.9,24.7,"LBW"]
["McGraw-Edison","ISC Impact Elite","IST-E02-XX-XX-XX-ULG",46.9,0,"LBW"]
["McGraw-Edison","ISC Impact Elite","IST-F01-XX-XX-XX",25.9,0,"LBW"]
["McGraw-Edison","ISC Impact Elite","IST-F01-XX-XX-XX-ULG",25.9,0,"LBW"]
["McGraw-Edison","ISC Impact Elite","IST-F02-XX-XX-XX",46.9,0,"LBW"]
["McGraw-Edison","ISC Impact Elite","IST-F02-XX-XX-XX-2L",46.9,25.9,"LBW"]
["McGraw-Edison","ISC Impact Elite","IST-F02-XX-XX-XX-ULG",46.9,0,"LBW"]
["McGraw-Edison","ISC Impact Elite","ISW-E01-XX-XX-XX",24.7,0,"LBW"]
["McGraw-Edison","ISC Impact Elite","ISW-E01-XX-XX-XX-ULG",24.7,0,"LBW"]
["McGraw-Edison","ISC Impact Elite","ISW-E02-XX-XX-XX",46.9,0,"LBW"]
["McGraw-Edison","ISC Impact Elite","ISW-E02-XX-XX-XX-2L",46.9,24.7,"LBW"]
["McGraw-Edison","ISC Impact Elite","ISW-E02-XX-XX-XX-ULG",46.9,0,"LBW"]
["McGraw-Edison","ISC Impact Elite","ISW-F01-XX-XX-XX",25.9,0,"LBW"]
["McGraw-Edison","ISC Impact Elite","ISW-F01-XX-XX-XX-ULG",25.9,0,"LBW"]
["McGraw-Edison","ISC Impact Elite","ISW-F02-XX-XX-XX",46.9,0,"LBW"]
["McGraw-Edison","ISC Impact Elite","ISW-F02-XX-XX-XX-2L",46.9,25.9,"LBW"]
["McGraw-Edison","ISC Impact Elite","ISW-F02-XX-XX-XX-ULG",46.9,0,"LBW"]
["McGraw-Edison","MAQ Marquis LED","MAQ-A120-3-LED-E1-SN",141,0]
["McGraw-Edison","MAQ Marquis LED","MAQ-A120-3-LED-E1-SW",141,0]
["McGraw-Edison","MAQ Marquis LED","MAQ-A120-3-LED-E1-SX",132,0]
["McGraw-Edison","MAQ Marquis LED","MAQ-A120-7-LED-E1-SN",283,0]
["McGraw-Edison","MAQ Marquis LED","MAQ-A120-7-LED-E1-SW",282,0]
["McGraw-Edison","MAQ Marquis LED","MAQ-A80-7-LED-E1-SX",185,0]
["McGraw-Edison","TLM Talon Medium","TLM-E01-XX-XX-XX",24.7,0,"LB"]
["McGraw-Edison","TLM Talon Medium","TLM-E02-XX-XX-XX",52.1,0,"LB"]
["McGraw-Edison","TLM Talon Medium","TLM-E02-XX-XX-XX-2L ",52.1,27,"LB"]
["McGraw-Edison","TLM Talon Medium","TLM-E03-XX-XX-XX",75.2,0,"LB"]
["McGraw-Edison","TLM Talon Medium","TLM-E04-XX-XX-XX",97.2,0,"LB"]
["McGraw-Edison","TLM Talon Medium","TLM-E04-XX-XX-XX-2L",97.2,52.1,"LB"]
["McGraw-Edison","TLM Talon Medium","TLM-E05-XX-XX-XX",127.3,0,"LB"]
["McGraw-Edison","TLM Talon Medium","TLM-E06-XX-XX-XX",150.5,0,"LB"]
["McGraw-Edison","TLM Talon Medium","TLM-E06-XX-XX-XX-2L",150.5,75.2,"LB"]
["McGraw-Edison","TLM Talon Medium","TLM-F01-XX-XX-XX",25.9,0,"LB"]
["McGraw-Edison","TLM Talon Medium","TLM-F02-XX-XX-XX",55,0,"LB"]
["McGraw-Edison","TLM Talon Medium","TLM-F02-XX-XX-XX-2L ",55,27,"LB"]
["McGraw-Edison","TLM Talon Medium","TLM-F03-XX-XX-XX",78.3,0,"LB"]
["McGraw-Edison","TLM Talon Medium","TLM-F04-XX-XX-XX",102.2,0,"LB"]
["McGraw-Edison","TLM Talon Medium","TLM-F04-XX-XX-XX-2L",102.2,55,"LB"]
["McGraw-Edison","TLM Talon Medium","TLM-F05-XX-XX-XX",133.30000000000001,0,"LB"]
["McGraw-Edison","TLM Talon Medium","TLM-F06-XX-XX-XX",156.5,0,"LB"]
["McGraw-Edison","TLM Talon Medium","TLM-F06-XX-XX-XX-2L",156.5,78.3,"LB"]
["McGraw-Edison","TT TopTier LED","TT-A1-LED-E1-XX",34,17]
["McGraw-Edison","TT TopTier LED","TT-A2-LED-E1-XX",45,22.5]
["McGraw-Edison","TT TopTier LED","TT-A3-LED-E1-XX",50,25]
["McGraw-Edison","TT TopTier LED","TT-A4-LED-E1-XX",77,38.5]
["McGraw-Edison","TT TopTier LED","TT-A5-LED-E1-XX",108,54]
["McGraw-Edison","TT TopTier LED","TT-B1-LED-E1-XX",28,14,null,"2015-04-13"]
["McGraw-Edison","TT TopTier LED","TT-B2-LED-E1-XX",34,17,null,"2015-04-13"]
["McGraw-Edison","TT TopTier LED","TT-B3-LED-E1-XX",45,22.5,null,"2015-04-13"]
["McGraw-Edison","TT TopTier LED","TT-B4-LED-E1-XX",58,29,null,"2015-04-13"]
["McGraw-Edison","TT TopTier LED","TT-B5-LED-E1-XX",77,38.5,null,"2015-04-13"]
["McGraw-Edison","TT TopTier LED","TT-B6-LED-E1-XX",108,54,null,"2015-04-13"]
["McGraw-Edison","VPL Valet LED","VPL-E01-XX-XX-XX",24.7,0,"LB"]
["McGraw-Edison","VPL Valet LED","VPL-E02-XX-XX-XX",52.1,0,"LB"]
["McGraw-Edison","VPL Valet LED","VPL-E02-XX-XX-XX-2L ",52.1,27,"LB"]
["McGraw-Edison","VPL Valet LED","VPL-E03-XX-XX-XX",75.2,0,"LB"]
["McGraw-Edison","VPL Valet LED","VPL-E04-XX-XX-XX",97.2,0,"LB"]
["McGraw-Edison","VPL Valet LED","VPL-E04-XX-XX-XX-2L",97.2,52.1,"LB"]
["McGraw-Edison","VPL Valet LED","VPL-F01-XX-XX-XX",25.9,0,"LB"]
["McGraw-Edison","VPL Valet LED","VPL-F02-XX-XX-XX",55,0,"LB"]
["McGraw-Edison","VPL Valet LED","VPL-F02-XX-XX-XX-2L ",55,27,"LB"]
["McGraw-Edison","VPL Valet LED","VPL-F03-XX-XX-XX",78.3,0,"LB"]
["McGraw-Edison","VPL Valet LED","VPL-F04-XX-XX-XX",102.2,0,"LB"]
["McGraw-Edison","VPL Valet LED","VPL-F04-XX-XX-XX-2L",102.2,55,"LB"]
["McGraw-Edison","VTS Ventus LED","VTS-E01-XX-XX-XX",24.7,0,"LB"]
["McGraw-Edison","VTS Ventus LED","VTS-E02-XX-XX-XX",52.1,0,"LB"]
["McGraw-Edison","VTS Ventus LED","VTS-E02-XX-XX-XX-2L ",52.1,27,"LB"]
["McGraw-Edison","VTS Ventus LED","VTS-E03-XX-XX-XX",75.2,0,"LB"]
["McGraw-Edison","VTS Ventus LED","VTS-E04-XX-XX-XX",97.2,0,"LB"]
["McGraw-Edison","VTS Ventus LED","VTS-E04-XX-XX-XX-2L",97.2,52.1,"LB"]
["McGraw-Edison","VTS Ventus LED","VTS-E05-XX-XX-XX",127.3,0,"LB"]
["McGraw-Edison","VTS Ventus LED","VTS-E06-XX-XX-XX",150.5,0,"LB"]
["McGraw-Edison","VTS Ventus LED","VTS-E06-XX-XX-XX-2L",150.5,75.2,"LB"]
["McGraw-Edison","VTS Ventus LED","VTS-E07-XX-XX-XX",172.5,0,"LB"]
["McGraw-Edison","VTS Ventus LED","VTS-E08-XX-XX-XX",194.5,0,"LB"]
["McGraw-Edison","VTS Ventus LED","VTS-E08-XX-XX-XX-2L",194.5,97.2,"LB"]
["McGraw-Edison","VTS Ventus LED","VTS-E09-XX-XX-XX",225.7,0,"LB"]
["McGraw-Edison","VTS Ventus LED","VTS-E10-XX-XX-XX",247.7,0,"LB"]
["McGraw-Edison","VTS Ventus LED","VTS-E10-XX-XX-XX-2L",247.7,127.3,"LB"]
["McGraw-Edison","VTS Ventus LED","VTS-E11-XX-XX-XX",269.7,0,"LB"]
["McGraw-Edison","VTS Ventus LED","VTS-E12-XX-XX-XX",291.7,0,"LB"]
["McGraw-Edison","VTS Ventus LED","VTS-E12-XX-XX-XX-2L",291.7,150.5,"LB"]
["McGraw-Edison","VTS Ventus LED","VTS-F01-XX-XX-XX",25.9,0,"LB"]
["McGraw-Edison","VTS Ventus LED","VTS-F02-XX-XX-XX",55,0,"LB"]
["McGraw-Edison","VTS Ventus LED","VTS-F02-XX-XX-XX-2L ",55,27,"LB"]
["McGraw-Edison","VTS Ventus LED","VTS-F03-XX-XX-XX",78.3,0,"LB"]
["McGraw-Edison","VTS Ventus LED","VTS-F04-XX-XX-XX",102.2,0,"LB"]
["McGraw-Edison","VTS Ventus LED","VTS-F04-XX-XX-XX-2L",102.2,55,"LB"]
["McGraw-Edison","VTS Ventus LED","VTS-F05-XX-XX-XX",133.30000000000001,0,"LB"]
["McGraw-Edison","VTS Ventus LED","VTS-F06-XX-XX-XX",156.5,0,"LB"]
["McGraw-Edison","VTS Ventus LED","VTS-F06-XX-XX-XX-2L",156.5,78.3,"LB"]
["McGraw-Edison","VTS Ventus LED","VTS-F07-XX-XX-XX",180.5,0,"LB"]
["McGraw-Edison","VTS Ventus LED","VTS-F08-XX-XX-XX",204.4,0,"LB"]
["McGraw-Edison","VTS Ventus LED","VTS-F08-XX-XX-XX-2L",204.4,102.2,"LB"]
["McGraw-Edison","VTS Ventus LED","VTS-F09-XX-XX-XX",234.8,0,"LB"]
["McGraw-Edison","VTS Ventus LED","VTS-F10-XX-XX-XX",258.7,0,"LB"]
["McGraw-Edison","VTS Ventus LED","VTS-F10-XX-XX-XX-2L",258.7,133.30000000000001,"LB"]
["McGraw-Edison","VTS Ventus LED","VTS-F11-XX-XX-XX",282.7,0,"LB"]
["McGraw-Edison","VTS Ventus LED","VTS-F12-XX-XX-XX",306.60000000000002,0,"LB"]
["McGraw-Edison","VTS Ventus LED","VTS-F12-XX-XX-XX-2L",306.60000000000002,156.5,"LB"]
["Metalux","AC Accord LED Series","14AC-LD4-20-UNV-LXXX-CD1-U",19.7,0,null,"2014-09-22"]
["Metalux","AC Accord LED Series","14AC-LD4-25-UNV-LXXX-CD1-U",24.1,0,null,"2014-09-22"]
["Metalux","AC Accord LED Series","14AC-LD4-29-UNV-LXXX-CD1-U",27.1,0,null,"2014-09-22"]
["Metalux","AC Accord LED Series","14AC-LD4-35-UNV-LXXX-CD1-U",36.200000000000003,0,null,"2014-09-22"]
["Metalux","AC Accord LED Series","14AC-LD4-39-UNV-LXXX-CD1-U",46.4,0,null,"2014-09-22"]
["Metalux","AC Accord LED Series","14AC-LD4-44-UNV-LXXX-CD1-U",52.6,0,null,"2014-09-22"]
["Metalux","AC Accord LED Series","22AC-LD4-20-UNV-LXXX-CD1-U",20,0,null,"2014-09-22"]
["Metalux","AC Accord LED Series","22AC-LD4-23-UNV-LXXX-CD1-U",22.57,0,null,"2014-09-22"]
["Metalux","AC Accord LED Series","22AC-LD4-27-UNV-LXXX-CD1-U",27.1,0,null,"2014-09-22"]
["Metalux","AC Accord LED Series","22AC-LD4-34-UNV-LXXX-CD1-U",36.15,0,null,"2014-09-22"]
["Metalux","AC Accord LED Series","22AC-LD4-38-UNV-LXXX-CD1-U",42.1,0,null,"2014-09-22"]
["Metalux","AC Accord LED Series","22AC-LD4-44-UNV-LXXX-CD1-U",52.1,0,null,"2014-09-22"]
["Metalux","AC Accord LED Series","24AC-LD4-31-UNV-LXXX-CD1-U",26.7,0,null,"2014-09-22"]
["Metalux","AC Accord LED Series","24AC-LD4-36-UNV-LXXX-CD1-U",32.08,0,null,"2014-09-22"]
["Metalux","AC Accord LED Series","24AC-LD4-39-UNV-LXXX-CD1-U",35.21,0,null,"2014-09-22"]
["Metalux","AC Accord LED Series","24AC-LD4-44-UNV-LXXX-CD1-U",40.61,0,null,"2014-09-22"]
["Metalux","AC Accord LED Series","24AC-LD4-48-UNV-LXXX-CD1-U",45.23,0,null,"2014-09-22"]
["Metalux","AC Accord LED Series","24AC-LD4-55-UNV-LXXX-CD1-U",53.78,0,null,"2014-09-22"]
["Metalux","AC Accord LED Series","24AC-LD4-63-UNV-LXXX-CD1-U",63.1,0,null,"2014-09-22"]
["Metalux","AC Accord LED Series","24AC-LD4-68-UNV-LXXX-CD1-U",66.400000000000006,0,null,"2014-09-22"]
["Metalux","AC Accord LED Series","24AC-LD4-73-UNV-LXXX-CD1-U",73.400000000000006,0,null,"2014-09-22"]
["Metalux","ALN ArcLine LED","14ALNG-LD4-23-R-UNV-LXXX-CD1-U",24.9,0,null,"2016-03-11"]
["Metalux","ALN ArcLine LED","14ALNG-LD4-23-UNV-LXXX-CD1-U",25.4,0,null,"2015-04-01"]
["Metalux","ALN ArcLine LED","14ALNG-LD4-26-R-UNV-LXXX-CD1-U",27.849,0,null,"2016-03-11"]
["Metalux","ALN ArcLine LED","14ALNG-LD4-26-UNV-LXXX-CD1-U",29.5,0,null,"2015-04-01"]
["Metalux","ALN ArcLine LED","14ALNG-LD4-31-R-UNV-LXXX-CD1-U",35.04,0,null,"2016-03-11"]
["Metalux","ALN ArcLine LED","14ALNG-LD4-31-UNV-LXXX-CD1-U",36.1,0,null,"2015-04-01"]
["Metalux","ALN ArcLine LED","14ALNG-LD4-35-R-UNV-LXXX-CD1-U",40.14,0,null,"2016-03-11"]
["Metalux","ALN ArcLine LED","14ALNG-LD4-35-UNV-LXXX-CD1-U",42.3,0,null,"2015-04-01"]
["Metalux","ALN ArcLine LED","14ALNG-LD4-40-R-UNV-LXXX-CD1-U",48.74,0,null,"2016-03-11"]
["Metalux","ALN ArcLine LED","14ALNG-LD4-40-UNV-LXXX-CD1-U",50.9,0,null,"2015-04-01"]
["Metalux","ALN ArcLine LED","22ALNG-LD4-20-R-UNV-LXXX-CD1-U",20.779,0,null,"2016-03-11"]
["Metalux","ALN ArcLine LED","22ALNG-LD4-20-UNV-LXXX-CD1-U",20.3,0,null,"2015-04-01"]
["Metalux","ALN ArcLine LED","22ALNG-LD4-25-R-UNV-LXXX-CD1-U",25.462,0,null,"2016-03-11"]
["Metalux","ALN ArcLine LED","22ALNG-LD4-25-UNV-LXXX-CD1-U",24.7,0,null,"2015-04-01"]
["Metalux","ALN ArcLine LED","22ALNG-LD4-31-R-UNV-LXXX-CD1-U",30.297999999999998,0,null,"2016-03-11"]
["Metalux","ALN ArcLine LED","22ALNG-LD4-31-UNV-LXXX-CD1-U",29.2,0,null,"2015-04-01"]
["Metalux","ALN ArcLine LED","22ALNG-LD4-35-R-UNV-LXXX-CD1-U",35.01,0,null,"2016-03-11"]
["Metalux","ALN ArcLine LED","22ALNG-LD4-35-UNV-LXXX-CD1-U",34.5,0,null,"2015-04-01"]
["Metalux","ALN ArcLine LED","22ALNG-LD4-40-R-UNV-LXXX-CD1-U",41.14,0,null,"2016-03-11"]
["Metalux","ALN ArcLine LED","22ALNG-LD4-40-UNV-LXXX-CD1-U",40,0,null,"2015-04-01"]
["Metalux","ALN ArcLine LED","22ALNG-LD4-44-R-UNV-LXXX-CD1-U",46.56,0,null,"2016-03-11"]
["Metalux","ALN ArcLine LED","22ALNG-LD4-44-UNV-LXXX-CD1-U",46.4,0,null,"2015-04-01"]
["Metalux","ALN ArcLine LED","24ALNG-LD4-31-R-UNV-LXXX-CD1-U",27.331,0,null,"2016-03-11"]
["Metalux","ALN ArcLine LED","24ALNG-LD4-31-UNV-LXXX-CD1-U",25.6,0,null,"2015-04-01"]
["Metalux","ALN ArcLine LED","24ALNG-LD4-36-R-UNV-LXXX-CD1-U",32.881,0,null,"2016-03-11"]
["Metalux","ALN ArcLine LED","24ALNG-LD4-36-UNV-LXXX-CD1-U",31.7,0,null,"2015-04-01"]
["Metalux","ALN ArcLine LED","24ALNG-LD4-42-R-UNV-LXXX-CD1-U",38.409999999999997,0,null,"2016-03-11"]
["Metalux","ALN ArcLine LED","24ALNG-LD4-42-UNV-LXXX-CD1-U",36.4,0,null,"2015-04-01"]
["Metalux","ALN ArcLine LED","24ALNG-LD4-45-R-UNV-LXXX-CD1-U",43.37,0,null,"2016-03-11"]
["Metalux","ALN ArcLine LED","24ALNG-LD4-45-UNV-LXXX-CD1-U",41.8,0,null,"2015-04-01"]
["Metalux","ALN ArcLine LED","24ALNG-LD4-50-R-UNV-LXXX-CD1-U",49.52,0,null,"2016-03-11"]
["Metalux","ALN ArcLine LED","24ALNG-LD4-50-UNV-LXXX-CD1-U",47.6,0,null,"2015-04-01"]
["Metalux","ALN ArcLine LED","24ALNG-LD4-55-R-UNV-LXXX-CD1-U",53.72,0,null,"2016-03-11"]
["Metalux","ALN ArcLine LED","24ALNG-LD4-55-UNV-LXXX-CD1-U",50.9,0,null,"2015-04-01"]
["Metalux","ALN ArcLine LED","24ALNG-LD4-60-R-UNV-LXXX-CD1-U",62.04,0,null,"2016-03-11"]
["Metalux","ALN ArcLine LED","24ALNG-LD4-60-UNV-LXXX-CD1-U",56.7,0,null,"2015-04-01"]
["Metalux","ALN ArcLine LED","24ALNG-LD4-67-R-UNV-LXXX-CD1-U",68.64,0,null,"2016-03-11"]
["Metalux","ALN ArcLine LED","24ALNG-LD4-67-UNV-LXXX-CD1-U",64.599999999999994,0,null,"2015-04-01"]
["Metalux","ALN ArcLine LED","24ALNG-LD4-74-R-UNV-LXXX-CD1-U",76.64,0,null,"2016-03-11"]
["Metalux","ALN ArcLine LED","24ALNG-LD4-74-UNV-LXXX-CD1-U",73.2,0,null,"2015-04-01"]
["Metalux","ALN ArcLine LED","24ALNG-LD4-80-R-UNV-LXXX-CD1-U",84.71,0,null,"2016-03-11"]
["Metalux","ALN ArcLine LED","24ALNG-LD4-80-UNV-LXXX-CD1-U",82.2,0,null,"2015-04-01"]
["Metalux","CZ Cruze LED","14CZ-LD4-20-S-UNV-LXXX-CD1-U",19.7,0,null,"2015-08-03"]
["Metalux","CZ Cruze LED","14CZ-LD4-20-UNV-LXXX-CD1-U",19.7,0,null,"2015-08-03"]
["Metalux","CZ Cruze LED","14CZ-LD4-25-S-UNV-LXXX-CD1-U",24.1,0,null,"2015-08-03"]
["Metalux","CZ Cruze LED","14CZ-LD4-25-UNV-LXXX-CD1-U",24.1,0,null,"2015-08-03"]
["Metalux","CZ Cruze LED","14CZ-LD4-29-S-UNV-LXXX-CD1-U",27.1,0,null,"2015-08-03"]
["Metalux","CZ Cruze LED","14CZ-LD4-29-UNV-LXXX-CD1-U",27.1,0,null,"2015-08-03"]
["Metalux","CZ Cruze LED","14CZ-LD4-35-S-UNV-LXXX-CD1-U",36.200000000000003,0,null,"2015-08-03"]
["Metalux","CZ Cruze LED","14CZ-LD4-35-UNV-LXXX-CD1-U",36.200000000000003,0,null,"2015-08-03"]
["Metalux","CZ Cruze LED","14CZ-LD4-39-S-UNV-LXXX-CD1-U",46.4,0,null,"2015-08-03"]
["Metalux","CZ Cruze LED","14CZ-LD4-39-UNV-LXXX-CD1-U",46.4,0,null,"2015-08-03"]
["Metalux","CZ Cruze LED","14CZ-LD4-44-S-UNV-LXXX-CD1-U",56.2,0,null,"2015-08-03"]
["Metalux","CZ Cruze LED","14CZ-LD4-44-UNV-LXXX-CD1-U",56.2,0,null,"2015-08-03"]
["Metalux","CZ Cruze LED","22CZ-LD4-20-S-UNV-LXXX-CD1-U",18.899999999999999,0,null,"2015-04-22"]
["Metalux","CZ Cruze LED","22CZ-LD4-20-UNV-LXXX-CD1-U",18.899999999999999,0,null,"2015-04-22"]
["Metalux","CZ Cruze LED","22CZ-LD4-24SE-S-UNV-LXXX-CD1-U",24.46,0,null,"2016-03-11"]
["Metalux","CZ Cruze LED","22CZ-LD4-24SE-UNV-LXXX-CD1-U",24.46,0,null,"2016-03-11"]
["Metalux","CZ Cruze LED","22CZ-LD4-24-S-UNV-LXXX-CD1-U",22.61,0,null,"2015-04-22"]
["Metalux","CZ Cruze LED","22CZ-LD4-24-UNV-LXXX-CD1-U",22.61,0,null,"2015-04-22"]
["Metalux","CZ Cruze LED","22CZ-LD4-29-S-UNV-LXXX-CD1-U",28.24,0,null,"2015-04-22"]
["Metalux","CZ Cruze LED","22CZ-LD4-29-UNV-LXXX-CD1-U",28.24,0,null,"2015-04-22"]
["Metalux","CZ Cruze LED","22CZ-LD4-32SE-S-UNV-LXXX-CD1-U",35.11,0,null,"2016-03-11"]
["Metalux","CZ Cruze LED","22CZ-LD4-32SE-UNV-LXXX-CD1-U",35.11,0,null,"2016-03-11"]
["Metalux","CZ Cruze LED","22CZ-LD4-34-S-UNV-LXXX-CD1-U",34.4,0,null,"2015-04-22"]
["Metalux","CZ Cruze LED","22CZ-LD4-34-UNV-LXXX-CD1-U",34.4,0,null,"2015-04-22"]
["Metalux","CZ Cruze LED","22CZ-LD4-39-S-UNV-LXXX-CD1-U",41.32,0,null,"2015-04-22"]
["Metalux","CZ Cruze LED","22CZ-LD4-39-UNV-LXXX-CD1-U",41.32,0,null,"2015-04-22"]
["Metalux","CZ Cruze LED","22CZ-LD4-44-S-UNV-LXXX-CD1-U",49.2,0,null,"2015-04-22"]
["Metalux","CZ Cruze LED","22CZ-LD4-44-UNV-LXXX-CD1-U",49.2,0,null,"2015-04-22"]
["Metalux","CZ Cruze LED","24CZ-LD4-30-S-UNV-LXXX-CD1-U",25.6,0,null,"2015-04-22"]
["Metalux","CZ Cruze LED","24CZ-LD4-30-UNV-LXXX-CD1-U",25.6,0,null,"2015-04-22"]
["Metalux","CZ Cruze LED","24CZ-LD4-35-S-UNV-LXXX-CD1-U",29.3,0,null,"2015-04-22"]
["Metalux","CZ Cruze LED","24CZ-LD4-35-UNV-LXXX-CD1-U",29.3,0,null,"2015-04-22"]
["Metalux","CZ Cruze LED","24CZ-LD4-40SE-S-UNV-LXXX-CD1-U",40.229999999999997,0,null,"2016-03-11"]
["Metalux","CZ Cruze LED","24CZ-LD4-40SE-UNV-LXXX-CD1-U",40.229999999999997,0,null,"2016-03-11"]
["Metalux","CZ Cruze LED","24CZ-LD4-40-S-UNV-LXXX-CD1-U",33.4,0,null,"2015-04-22"]
["Metalux","CZ Cruze LED","24CZ-LD4-40-UNV-LXXX-CD1-U",33.4,0,null,"2015-04-22"]
["Metalux","CZ Cruze LED","24CZ-LD4-45-S-UNV-LXXX-CD1-U",39.299999999999997,0,null,"2015-04-22"]
["Metalux","CZ Cruze LED","24CZ-LD4-45-UNV-LXXX-CD1-U",39.299999999999997,0,null,"2015-04-22"]
["Metalux","CZ Cruze LED","24CZ-LD4-50SE-S-UNV-LXXX-CD1-U",56.4,0,null,"2016-03-11"]
["Metalux","CZ Cruze LED","24CZ-LD4-50SE-UNV-LXXX-CD1-U",56.4,0,null,"2016-03-11"]
["Metalux","CZ Cruze LED","24CZ-LD4-50-S-UNV-LXXX-CD1-U",44.5,0,null,"2015-04-22"]
["Metalux","CZ Cruze LED","24CZ-LD4-50-UNV-LXXX-CD1-U",44.5,0,null,"2015-04-22"]
["Metalux","CZ Cruze LED","24CZ-LD4-55-S-UNV-LXXX-CD1-U",50.2,0,null,"2015-04-22"]
["Metalux","CZ Cruze LED","24CZ-LD4-55-UNV-LXXX-CD1-U",50.2,0,null,"2015-04-22"]
["Metalux","CZ Cruze LED","24CZ-LD4-60SE-S-UNV-LXXX-CD1-U",66.5,0,null,"2016-03-11"]
["Metalux","CZ Cruze LED","24CZ-LD4-60SE-UNV-LXXX-CD1-U",66.52,0,null,"2016-03-11"]
["Metalux","CZ Cruze LED","24CZ-LD4-60-S-UNV-LXXX-CD1-U",56.2,0,null,"2015-04-22"]
["Metalux","CZ Cruze LED","24CZ-LD4-60-UNV-LXXX-CD1-U",56.2,0,null,"2015-04-22"]
["Metalux","CZ Cruze LED","24CZ-LD4-65SE-S-UNV-LXXX-CD1-U",74.22,0,null,"2016-03-11"]
["Metalux","CZ Cruze LED","24CZ-LD4-65SE-UNV-LXXX-CD1-U",74.22,0,null,"2016-03-11"]
["Metalux","CZ Cruze LED","24CZ-LD4-65-S-UNV-LXXX-CD1-U",62,0,null,"2015-04-22"]
["Metalux","CZ Cruze LED","24CZ-LD4-65-UNV-LXXX-CD1-U",62,0,null,"2015-04-22"]
["Metalux","CZ Cruze LED","24CZ-LD4-70-S-UNV-LXXX-CD1-U",68.8,0,null,"2015-04-22"]
["Metalux","CZ Cruze LED","24CZ-LD4-70-UNV-LXXX-CD1-U",68.8,0,null,"2015-04-22"]
["Metalux","CZ Cruze LED","24CZ-LD4-75-S-UNV-LXXX-CD1-U",74.5,0,null,"2015-04-22"]
["Metalux","CZ Cruze LED","24CZ-LD4-75-UNV-LXXX-CD1-U",74.5,0,null,"2015-04-22"]
["Metalux","EN Encounter LED Series","12EN-LD2-08-UNV-LXXX-CD1-U",9.9,0,null,"2016-02-05"]
["Metalux","EN Encounter LED Series","12EN-LD2-13-UNV-LXXX-CD1-U",12.2,0,null,"2016-02-05"]
["Metalux","EN Encounter LED Series","12EN-LD2-17-UNV-LXXX-CD1-U",15.7,0,null,"2016-02-05"]
["Metalux","EN Encounter LED Series","12EN-LD2-23-UNV-LXXX-CD1-U",20.5,0,null,"2016-02-05"]
["Metalux","EN Encounter LED Series","12EN-LD2-27-UNV-LXXX-CD1-U",24,0,null,"2016-02-05"]
["Metalux","EN Encounter LED Series","12EN-LD2-31-UNV-LXXX-CD1-U",27.7,0,null,"2016-02-05"]
["Metalux","EN Encounter LED Series","12EN-LD2-35-UNV-LXXX-CD1-U",31.4,0,null,"2016-02-05"]
["Metalux","EN Encounter LED Series","12EN-LD2-39-UNV-LXXX-CD1-U",35.4,0,null,"2016-02-05"]
["Metalux","EN Encounter LED Series","14EN-LD2-18-UNV-LXXX-CD1-U",16,0,null,"2016-02-05"]
["Metalux","EN Encounter LED Series","14EN-LD2-25-UNV-LXXX-CD1-U",20.9,0,null,"2016-02-05"]
["Metalux","EN Encounter LED Series","14EN-LD2-28-UNV-LXXX-CD1-U",23.6,0,null,"2016-02-05"]
["Metalux","EN Encounter LED Series","14EN-LD2-33-UNV-LXXX-CD1-U",28.1,0,null,"2016-02-05"]
["Metalux","EN Encounter LED Series","14EN-LD2-38-UNV-LXXX-CD1-U",32.799999999999997,0,null,"2016-02-05"]
["Metalux","EN Encounter LED Series","14EN-LD2-43-UNV-LXXX-CD1-U",37.6,0,null,"2016-02-05"]
["Metalux","EN Encounter LED Series","14EN-LD2-47-UNV-LXXX-CD1-U",41.5,0,null,"2016-02-05"]
["Metalux","EN Encounter LED Series","14EN-LD2-51-UNV-LXXX-CD1-U",44.7,0,null,"2016-02-05"]
["Metalux","EN Encounter LED Series","22EN-LD2-19-UNV-LXXX-CD1-U",16.5,0,null,"2016-02-05"]
["Metalux","EN Encounter LED Series","22EN-LD2-25-UNV-LXXX-CD1-U",20,0,null,"2016-02-05"]
["Metalux","EN Encounter LED Series","22EN-LD2-30-UNV-LXXX-CD1-U",24.9,0,null,"2016-02-05"]
["Metalux","EN Encounter LED Series","22EN-LD2-34-UNV-LXXX-CD1-U",28.5,0,null,"2016-02-05"]
["Metalux","EN Encounter LED Series","22EN-LD2-39-UNV-LXXX-CD1-U",33.299999999999997,0,null,"2016-02-05"]
["Metalux","EN Encounter LED Series","22EN-LD2-43-UNV-LXXX-CD1-U",38.299999999999997,0,null,"2016-02-05"]
["Metalux","EN Encounter LED Series","24EN-LD2-30-UNV-LXXX-CD1-U",24.6,0,null,"2016-02-05"]
["Metalux","EN Encounter LED Series","24EN-LD2-34-UNV-LXXX-CD1-U",28.7,0,null,"2016-02-05"]
["Metalux","EN Encounter LED Series","24EN-LD2-40-UNV-LXXX-CD1-U",33.9,0,null,"2016-02-05"]
["Metalux","EN Encounter LED Series","24EN-LD2-45-UNV-LXXX-CD1-U",38,0,null,"2016-02-05"]
["Metalux","EN Encounter LED Series","24EN-LD2-49-UNV-LXXX-CD1-U",42.2,0,null,"2016-02-05"]
["Metalux","EN Encounter LED Series","24EN-LD2-54-UNV-LXXX-CD1-U",43,0,null,"2016-02-05"]
["Metalux","EN Encounter LED Series","24EN-LD2-58-UNV-LXXX-CD1-U",47,0,null,"2016-02-05"]
["Metalux","EN Encounter LED Series","24EN-LD2-67-UNV-LXXX-CD1-U",56.1,0,null,"2016-02-05"]
["Metalux","EN Encounter LED Series","24EN-LD2-70-UNV-LXXX-CD1-U",60.2,0,null,"2016-02-05"]
["Metalux","EN Encounter LED Series","24EN-LD2-74-UNV-LXXX-CD1-U",63.6,0,null,"2016-02-05"]
["Metalux","EN Encounter LED Series","312EN-LD2-18-UNV-LXXX-CD1-U",16.02,0,null,"2016-02-05"]
["Metalux","EN Encounter LED Series","312EN-LD2-25-UNV-LXXX-CD1-U",20.92,0,null,"2016-02-05"]
["Metalux","EN Encounter LED Series","312EN-LD2-28-UNV-LXXX-CD1-U",23.57,0,null,"2016-02-05"]
["Metalux","EN Encounter LED Series","312EN-LD2-33-UNV-LXXX-CD1-U",28.08,0,null,"2016-02-05"]
["Metalux","EN Encounter LED Series","312EN-LD2-38-UNV-LXXX-CD1-U",32.78,0,null,"2016-02-05"]
["Metalux","EN Encounter LED Series","312EN-LD2-43-UNV-LXXX-CD1-U",37.57,0,null,"2016-02-05"]
["Metalux","EN Encounter LED Series","312EN-LD2-47-UNV-LXXX-CD1-U",41.54,0,null,"2016-02-05"]
["Metalux","EN Encounter LED Series","312EN-LD2-51-UNV-LXXX-CD1-U",44.67,0,null,"2016-02-05"]
["Metalux","EN Encounter LED Series","36EN-LD2-08-UNV-LXXX-CD1-U",9.91,0,null,"2016-02-05"]
["Metalux","EN Encounter LED Series","36EN-LD2-13-UNV-LXXX-CD1-U",12.2,0,null,"2016-02-05"]
["Metalux","EN Encounter LED Series","36EN-LD2-17-UNV-LXXX-CD1-U",15.69,0,null,"2016-02-05"]
["Metalux","EN Encounter LED Series","36EN-LD2-23-UNV-LXXX-CD1-U",20.47,0,null,"2016-02-05"]
["Metalux","EN Encounter LED Series","36EN-LD2-27-UNV-LXXX-CD1-U",24.02,0,null,"2016-02-05"]
["Metalux","EN Encounter LED Series","36EN-LD2-31-UNV-LXXX-CD1-U",27.72,0,null,"2016-02-05"]
["Metalux","EN Encounter LED Series","36EN-LD2-35-UNV-LXXX-CD1-U",31.41,0,null,"2016-02-05"]
["Metalux","EN Encounter LED Series","36EN-LD2-39-UNV-LXXX-CD1-U",35.4,0,null,"2016-02-05"]
["Metalux","EN Encounter LED Series","612EN-LD2-30-UNV-LXXX-CD1-U",24.65,0,null,"2016-02-05"]
["Metalux","EN Encounter LED Series","612EN-LD2-34-UNV-LXXX-CD1-U",28.72,0,null,"2016-02-05"]
["Metalux","EN Encounter LED Series","612EN-LD2-40-UNV-LXXX-CD1-U",33.909999999999997,0,null,"2016-02-05"]
["Metalux","EN Encounter LED Series","612EN-LD2-45-UNV-LXXX-CD1-U",38.01,0,null,"2016-02-05"]
["Metalux","EN Encounter LED Series","612EN-LD2-49-UNV-LXXX-CD1-U",42.22,0,null,"2016-02-05"]
["Metalux","EN Encounter LED Series","612EN-LD2-54-UNV-LXXX-CD1-U",43.02,0,null,"2016-02-05"]
["Metalux","EN Encounter LED Series","612EN-LD2-58-UNV-LXXX-CD1-U",47.02,0,null,"2016-02-05"]
["Metalux","EN Encounter LED Series","612EN-LD2-67-UNV-LXXX-CD1-U",56.1,0,null,"2016-02-05"]
["Metalux","EN Encounter LED Series","612EN-LD2-70-UNV-LXXX-CD1-U",60.2,0,null,"2016-02-05"]
["Metalux","EN Encounter LED Series","612EN-LD2-74-UNV-LXXX-CD1-U",63.6,0,null,"2016-02-05"]
["Metalux","EN Encounter LED Series","66EN-LD2-19-UNV-LXXX-CD1-U",16.46,0,null,"2016-02-05"]
["Metalux","EN Encounter LED Series","66EN-LD2-25-UNV-LXXX-CD1-U",20.03,0,null,"2016-02-05"]
["Metalux","EN Encounter LED Series","66EN-LD2-30-UNV-LXXX-CD1-U",24.86,0,null,"2016-02-05"]
["Metalux","EN Encounter LED Series","66EN-LD2-34-UNV-LXXX-CD1-U",28.5,0,null,"2016-02-05"]
["Metalux","EN Encounter LED Series","66EN-LD2-39-UNV-LXXX-CD1-U",33.299999999999997,0,null,"2016-02-05"]
["Metalux","EN Encounter LED Series","66EN-LD2-43-UNV-LXXX-CD1-U",38.270000000000003,0,null,"2016-02-05"]
["Metalux","GC Series","2GC-LD1-26-A-UNV-L835-CD1-U",28.2,0]
["Metalux","GC Series","2GC-LD1-34-A-UNV-L835-CD1-U",37.200000000000003,0]
["Metalux","GC Series","2GC-LD1-48-A-UNV-L835-CD1-U",46.6,0]
["Metalux","GC Series","2GC-LD1-57-A-UNV-L835-CD1-U",54.3,0]
["Metalux","GR LED Series","2GR-LD1-32-A-UNV-L835-CD1-U",36,0]
["Metalux","GR LED Series","2GR-LD1-32-A-UNV-L840-CD1-U",36,0]
["Metalux","GR LED Series","2GR-LD1-43-A-UNV-L835-CD1-U",49,0]
["Metalux","GR LED Series","2GR-LD1-43-A-UNV-L840-CD1-U",49,0]
["Metalux","GR LED Series","2GR-LD1-48-A-UNV-L835-CD1-U",49,0]
["Metalux","GR LED Series","2GR-LD1-48-A-UNV-L840-CD1-U",49,0]
["Metalux","GR LED Series","2GR-LD1-64-A-UNV-L835-CD1-U",71,0]
["Metalux","GR LED Series","2GR-LD1-64-A-UNV-L840-CD1-U",71,0]
["Metalux","GR LED Series","GR-LD1-32-A-UNV-L835-CD1-U",37,0]
["Metalux","GR LED Series","GR-LD1-32-A-UNV-L840-CD1-U",37,0]
["Metalux","GR LED Series","GR-LD1-43-A-UNV-L835-CD1-U",50,0]
["Metalux","GR LED Series","GR-LD1-43-A-UNV-L840-CD1-U",50,0]
["Metalux","HB LED Series","HBLED-LD4-12-X-UNV-X-CD1",104.1,0,null,"2014-12-29"]
["Metalux","HB LED Series","HBLED-LD4-12-X-UNV-X-ED1",103.9,0,null,"2014-12-29"]
["Metalux","HB LED Series","HBLED-LD4-18-X-UNV-X-CD2",153.9,0,null,"2014-12-29"]
["Metalux","HB LED Series","HBLED-LD4-18-X-UNV-X-ED2",151.9,0,null,"2014-12-29"]
["Metalux","HB LED Series","HBLED-LD4-24-X-UNV-X-CD2",204.1,0,null,"2014-12-29"]
["Metalux","HB LED Series","HBLED-LD4-24-X-UNV-X-ED2",203,0,null,"2014-12-29"]
["Metalux","HB LED Series","HBLED-LD4-30-X-UNV-X-CD3",230.8,0,null,"2014-12-29"]
["Metalux","HB LED Series","HBLED-LD4-30-X-UNV-X-ED3",227.8,0,null,"2014-12-29"]
["Metalux","HB LED Series","HBLED-LD4-36-X-UNV-X-CD3",310.8,0,null,"2014-12-29"]
["Metalux","HB LED Series","HBLED-LD4-36-X-UNV-X-ED3",306.89999999999998,0,null,"2014-12-29"]
["Metalux","HB LED Series","HBLED-LD4-48-X-UNV-X-ED4",402,0,null,"2016-02-05"]
["Metalux","SKB Skyblade LED Series","SKBLED-LD1-10-N-UNV-L840-CD1-U",94,0]
["Metalux","SKB Skyblade LED Series","SKBLED-LD1-10-W-UNV-L840-CD1-U",94,0]
["Metalux","SKB Skyblade LED Series","SKBLED-LD1-10-W-UNV-L840-CD1-U (20)",94,0]
["Metalux","SKB Skyblade LED Series","SKBLED-LD1-14-N-UNV-L840-CD2-U",152,0]
["Metalux","SKB Skyblade LED Series","SKBLED-LD1-14-W-UNV-L840-CD2-U",152,0]
["Metalux","SKB Skyblade LED Series","SKBLED-LD1-19-N-UNV-L840-CD2-U",183,0]
["Metalux","SKB Skyblade LED Series","SKBLED-LD1-19-W-UNV-L840-CD2-U",183,0]
["Metalux","SKB Skyblade LED Series","SKBLED-LD1-19-W-UNV-L840-CD2-U (20)",183,0]
["Metalux","SKB Skyblade LED Series","SKBLED-LD1-24-N-UNV-L840-CD4-U",251,0]
["Metalux","SKB Skyblade LED Series","SKBLED-LD1-24-W-UNV-L840-CD4-U",251,0]
["Metalux","SKB Skyblade LED Series","SKBLED-LD1-24-W-UNV-L840-CD4-U (20)",251,0]
["Metalux","SKB Skyblade LED Series","SKBLED-LD1-29-N-UNV-L840-CD4-U",313,0]
["Metalux","SKB Skyblade LED Series","SKBLED-LD1-29-W-UNV-L840-CD4-U",313,0]
["Metalux","SKB Skyblade LED Series","SKBLED-LD1-29-W-UNV-L840-CD4-U (20)",313,0]
["Metalux","SKB Skyblade Single LED Series","4SKBLED-LD1-3-X-UNV-LXXX-CD1-U",27.9,0,null,"2016-02-05"]
["Metalux","SKB Skyblade Single LED Series","4SKBLED-LD1-4-X-UNV-LXXX-CD1-U",35.799999999999997,0,null,"2016-02-05"]
["Metalux","SKB Skyblade Single LED Series","4SKBLED-LD1-5-X-UNV-LXXX-CD1-U",45.7,0,null,"2016-02-05"]
["Metalux","SKB Skyblade Single LED Series","4SKBLED-LD1-6-X-UNV-LXXX-CD1-U",61,0,null,"2016-02-05"]
["Metalux","SKB Skyblade Single LED Series","4SKBLED-LD1-7-X-UNV-LXXX-CD1-U",64.7,0,null,"2016-02-05"]
["Metalux","SKB Skyblade Single LED Series","8SKBLED-LD1-10-X-UNV-LXXX-CD1-U",91.4,0,null,"2016-02-05"]
["Metalux","SKB Skyblade Single LED Series","8SKBLED-LD1-12-X-UNV-LXXX-CD1-U",122,0,null,"2016-02-05"]
["Metalux","SKB Skyblade Single LED Series","8SKBLED-LD1-14-X-UNV-LXXX-CD1-U",129,0,null,"2016-02-05"]
["Metalux","SKB Skyblade Single LED Series","8SKBLED-LD1-6-X-UNV-LXXX-CD1-U",55.8,0,null,"2016-02-05"]
["Metalux","SKB Skyblade Single LED Series","8SKBLED-LD1-8-X-UNV-LXXX-CD1-U",71.599999999999994,0,null,"2016-02-05"]
["Metalux","SNLED Series","2SNLED-LD1-21-LW-UNV-LXXX-CD1-U",23.04,0]
["Metalux","SNLED Series","2SNLED-LD1-23-LC-UNV-LXXX-CD1-U",23.11,0]
["Metalux","SNLED Series","2SNLED-LD1-23-LN-UNV-LXXX-CD1-U",23.1,0]
["Metalux","SNLED Series","2SNLED-LD1-24-UNV-LXXX-CD1-U",23.1,0]
["Metalux","SNLED Series","8TSNLED-LD1-109-LN-UNV-LXXX-CD2-U",107.8,0]
["Metalux","SNLED Series","8TSNLED-LD1-115-LC-UNV-LXXX-CD2-U",107.8,0]
["Metalux","SNLED Series","8TSNLED-LD1-116-UNV-LXXX-CD2-U",107.8,0]
["Metalux","SNLED Series","8TSNLED-LD1-60-LW-UNV-LXXX-CD1-U",64.5,0]
["Metalux","SNLED Series","8TSNLED-LD1-64-LN-UNV-LXXX-CD1-U",64.5,0]
["Metalux","SNLED Series","8TSNLED-LD1-67-LC-UNV-LXXX-CD1-U",64.5,0]
["Metalux","SNLED Series","8TSNLED-LD1-68-UNV-LXXX-CD1-U",64.5,0]
["Metalux","SNLED Series","8TSNLED-LD1-85-LW-UNV-LXXX-CD2-U",96.5,0]
["Metalux","SNLED Series","8TSNLED-LD1-90-LN-UNV-LXXX-CD2-U",96.5,0]
["Metalux","SNLED Series","8TSNLED-LD1-94-LC-UNV-LXXX-CD2-U",96.5,0]
["Metalux","SNLED Series","8TSNLED-LD1-96-UNV-LXXX-CD2-U",96.4,0]
["Metalux","SNLED Series","8TSNLED-LD1-99-LW-UNV-LXXX-CD2-U",107.8,0]
["Metalux","SNLED Series","SNLED-LD1-28-LW-UNV-LXXX-CD1-U",28.31,0]
["Metalux","SNLED Series","SNLED-LD1-30-LN-UNV-LXXX-CD1-U",28.3,0]
["Metalux","SNLED Series","SNLED-LD1-31-LC-UNV-LXXX-CD1-U",28.3,0]
["Metalux","SNLED Series","SNLED-LD1-32-UNV-LXXX-CD1-U",28.3,0]
["Metalux","SNLED Series","SNLED-LD1-45-LW-UNV-LXXX-CD1-U",49.8,0]
["Metalux","SNLED Series","SNLED-LD1-48-LN-UNV-LXXX-CD1-U",49.6,0]
["Metalux","SNLED Series","SNLED-LD1-49-LC-UNV-LXXX-CD1-U",49.6,0]
["Metalux","SNLED Series","SNLED-LD1-50-UNV-LXXX-CD1-U",49.8,0]
["Metalux","SNLED Series","SNLED-LD1-52-LW-UNV-LXXX-CD1-U",53.1,0]
["Metalux","SNLED Series","SNLED-LD1-57-LN-UNV-LXXX-CD1-U",53.2,0]
["Metalux","SNLED Series","SNLED-LD1-58-LC-UNV-LXXX-CD1-U",53.2,0]
["Metalux","SNLED Series","SNLED-LD1-61-UNV-LXXX-CD1-U",53.3,0]
["Metalux","SR SkyRidge LED Series","12SR-LD2-12-C-UNV-LXXX-CD1-U",9.8699999999999992,0,null,"2016-02-05"]
["Metalux","SR SkyRidge LED Series","12SR-LD2-12-S-UNV-LXXX-CD1-U",9.8699999999999992,0,null,"2016-02-05"]
["Metalux","SR SkyRidge LED Series","12SR-LD2-16-C-UNV-LXXX-CD1-U",13.03,0,null,"2016-02-05"]
["Metalux","SR SkyRidge LED Series","12SR-LD2-16-S-UNV-LXXX-CD1-U",13.03,0,null,"2016-02-05"]
["Metalux","SR SkyRidge LED Series","12SR-LD2-20-C-UNV-LXXX-CD1-U",16.3,0,null,"2016-02-05"]
["Metalux","SR SkyRidge LED Series","12SR-LD2-20-S-UNV-LXXX-CD1-U",16.3,0,null,"2016-02-05"]
["Metalux","SR SkyRidge LED Series","12SR-LD2-9-C-UNV-LXXX-CD1-U",9.1300000000000008,0,null,"2016-02-05"]
["Metalux","SR SkyRidge LED Series","12SR-LD2-9-S-UNV-LXXX-CD1-U",9.1300000000000008,0,null,"2016-02-05"]
["Metalux","SR SkyRidge LED Series","14SR-LD2-15-C-UNV-LXXX-CD1-U",13.48,0,null,"2016-02-05"]
["Metalux","SR SkyRidge LED Series","14SR-LD2-15-S-UNV-LXXX-CD1-U",13.48,0,null,"2016-02-05"]
["Metalux","SR SkyRidge LED Series","14SR-LD2-20-C-UNV-LXXX-CD1-U",16.43,0,null,"2016-02-05"]
["Metalux","SR SkyRidge LED Series","14SR-LD2-20-S-UNV-LXXX-CD1-U",16.43,0,null,"2016-02-05"]
["Metalux","SR SkyRidge LED Series","14SR-LD2-25-C-UNV-LXXX-CD1-U",20.87,0,null,"2016-02-05"]
["Metalux","SR SkyRidge LED Series","14SR-LD2-25-S-UNV-LXXX-CD1-U",20.87,0,null,"2016-02-05"]
["Metalux","SR SkyRidge LED Series","14SR-LD2-30-C-UNV-LXXX-CD1-U",24.47,0,null,"2016-02-05"]
["Metalux","SR SkyRidge LED Series","14SR-LD2-30-S-UNV-LXXX-CD1-U",24.47,0,null,"2016-02-05"]
["Metalux","SR SkyRidge LED Series","14SR-LD2-35-C-UNV-LXXX-CD1-U",28.37,0,null,"2016-02-05"]
["Metalux","SR SkyRidge LED Series","14SR-LD2-35-S-UNV-LXXX-CD1-U",28.37,0,null,"2016-02-05"]
["Metalux","SR SkyRidge LED Series","14SR-LD2-40-C-UNV-LXXX-CD1-U",33.979999999999997,0,null,"2016-02-05"]
["Metalux","SR SkyRidge LED Series","14SR-LD2-40-S-UNV-LXXX-CD1-U",33.979999999999997,0,null,"2016-02-05"]
["Metalux","SR SkyRidge LED Series","14SR-LD2-45-C-UNV-LXXX-CD1-U",37.9,0,null,"2016-02-05"]
["Metalux","SR SkyRidge LED Series","14SR-LD2-45-S-UNV-LXXX-CD1-U",37.9,0,null,"2016-02-05"]
["Metalux","SR SkyRidge LED Series","22SR-LD2-20-C-UNV-LXXX-CD1-U",15.41,0,null,"2016-02-05"]
["Metalux","SR SkyRidge LED Series","22SR-LD2-20-S-UNV-LXXX-CD1-U",15.41,0,null,"2016-02-05"]
["Metalux","SR SkyRidge LED Series","22SR-LD2-25-C-UNV-LXXX-CD1-U",19.600000000000001,0,null,"2016-02-05"]
["Metalux","SR SkyRidge LED Series","22SR-LD2-25-S-UNV-LXXX-CD1-U",19.600000000000001,0,null,"2016-02-05"]
["Metalux","SR SkyRidge LED Series","22SR-LD2-29-C-UNV-LXXX-CD1-U",23.36,0,null,"2016-02-05"]
["Metalux","SR SkyRidge LED Series","22SR-LD2-29-S-UNV-LXXX-CD1-U",23.36,0,null,"2016-02-05"]
["Metalux","SR SkyRidge LED Series","24SR-LD2-29-C-UNV-LXXX-CD1-U",22.65,0,null,"2016-02-05"]
["Metalux","SR SkyRidge LED Series","24SR-LD2-29-S-UNV-LXXX-CD1-U",22.65,0,null,"2016-02-05"]
["Metalux","SR SkyRidge LED Series","24SR-LD2-34-C-UNV-LXXX-CD1-U",27.18,0,null,"2016-02-05"]
["Metalux","SR SkyRidge LED Series","24SR-LD2-34-S-UNV-LXXX-CD1-U",27.18,0,null,"2016-02-05"]
["Metalux","SR SkyRidge LED Series","24SR-LD2-39-C-UNV-LXXX-CD1-U",31.87,0,null,"2016-02-05"]
["Metalux","SR SkyRidge LED Series","24SR-LD2-39-S-UNV-LXXX-CD1-U",31.87,0,null,"2016-02-05"]
["Metalux","SR SkyRidge LED Series","24SR-LD2-45-C-UNV-LXXX-CD1-U",36.72,0,null,"2016-02-05"]
["Metalux","SR SkyRidge LED Series","24SR-LD2-45-S-UNV-LXXX-CD1-U",36.72,0,null,"2016-02-05"]
["Metalux","SR SkyRidge LED Series","24SR-LD2-48-C-UNV-LXXX-CD1-U",38.18,0,null,"2016-02-05"]
["Metalux","SR SkyRidge LED Series","24SR-LD2-48-S-UNV-LXXX-CD1-U",38.18,0,null,"2016-02-05"]
["Metalux","SR SkyRidge LED Series","24SR-LD2-53-C-UNV-LXXX-CD1-U",43.11,0,null,"2016-02-05"]
["Metalux","SR SkyRidge LED Series","24SR-LD2-53-S-UNV-LXXX-CD1-U",43.11,0,null,"2016-02-05"]
["Metalux","SR SkyRidge LED Series","24SR-LD2-59-C-UNV-LXXX-CD1-U",50.19,0,null,"2016-02-05"]
["Metalux","SR SkyRidge LED Series","24SR-LD2-59-S-UNV-LXXX-CD1-U",50.19,0,null,"2016-02-05"]
["Metalux","SR SkyRidge LED Series","24SR-LD2-64-C-UNV-LXXX-CD1-U",55.5,0,null,"2016-02-05"]
["Metalux","SR SkyRidge LED Series","24SR-LD2-64-S-UNV-LXXX-CD1-U",55.5,0,null,"2016-02-05"]
["Metalux","SS Steeler LED","SSLED-LD1-12-X-UNV-LXXX-CD1",106,0,null,"2016-02-05"]
["Metalux","SS Steeler LED","SSLED-LD1-18-X-UNV-LXXX-CD1",162,0,null,"2016-02-05"]
["Metalux","SS Steeler LED","SSLED-LD1-24-X-UNV-LXXX-CD2",228,0,null,"2016-02-05"]
["Metalux","SS Steeler LED","SSLED-LD1-28-X-UNV-LXXX-CD2",271,0,null,"2016-02-05"]
["Metalux","VT LED Series","VT4LED-LD3-15-W-DRF-UNV-LXXX-ED2-WL-U",130,0]
["Metalux","VT LED Series","VT4LED-LD3-15-W-DR-UNV-LXXX-ED2-WL-U",130,0]
["Metalux","VT LED Series","VT4LED-LD3-15-W-PC-UNV-LXXX-ED2-WL-U",130,0]
["Metalux","VT LED Series","VT4LED-LD3-20-W-DRF-UNV-LXXX-ED2-WL-U",195,0]
["Metalux","VT LED Series","VT4LED-LD3-20-W-DR-UNV-LXXX-ED2-WL-U",195,0]
["Metalux","VT LED Series","VT4LED-LD3-20-W-PC-UNV-LXXX-ED2-WL-U",195,0]
["Metalux","VT LED Series","VT4LED-LD3-23-W-DRF-UNV-LXXX-ED3-WL-U",220,0]
["Metalux","VT LED Series","VT4LED-LD3-23-W-DR-UNV-LXXX-ED3-WL-U",220,0]
["Metalux","VT LED Series","VT4LED-LD3-23-W-PC-UNV-LXXX-ED3-WL-U",220,0]
["Streetworks","ACN Generation Series","ACN050LEDEU-XXX",58,0]
["Streetworks","ACN Generation Series","ACN050LEDEU-XXX-2L",58,29]
["Streetworks","ACN Generation Series","ACN050LEDEU-XXX-SH",58,29]
["Streetworks","ADM Slide","ADME01LEDEXXXXXX",24.7,0,"LB"]
["Streetworks","ADM Slide","ADME02LEDEXXXXXX",52.1,0,"LB"]
["Streetworks","ADM Slide","ADME02LEDEXXXXXX2L",52.1,24.7,"LB"]
["Streetworks","ADM Slide","ADME03LEDEXXXXXX",75.2,0,"LB"]
["Streetworks","ADM Slide","ADME04LEDEXXXXXX",97.2,0,"LB"]
["Streetworks","ADM Slide","ADME04LEDEXXXXXX2L",97.2,52.1,"LB"]
["Streetworks","ADM Slide","ADME06LEDEXXXXXX2L",150.5,75.2,"LB"]
["Streetworks","ADM Slide","ADMF01LEDEXXXXXX",25.9,0,"LB"]
["Streetworks","ADM Slide","ADMF02LEDEXXXXXX",55,0,"LB"]
["Streetworks","ADM Slide","ADMF02LEDEXXXXXX2L",55,25.9,"LB"]
["Streetworks","ADM Slide","ADMF03LEDEXXXXXX",78.3,0,"LB"]
["Streetworks","ADM Slide","ADMF04LEDEXXXXXX",102.2,0,"LB"]
["Streetworks","ADM Slide","ADMF04LEDEXXXXXX2L",102.2,55,"LB"]
["Streetworks","ADM Slide","ADMF05LEDEXXXXXX",133.30000000000001,0,"LB"]
["Streetworks","ADM Slide","ADMF06LEDEXXXXXX",156.5,0,"LB"]
["Streetworks","ADM Slide","ADMF06LEDEXXXXXX2L",156.5,78.3,"LB"]
["Streetworks","ANM Icon","ANME01LEDEXXXXXX",24.7,0,"LB"]
["Streetworks","ANM Icon","ANME02LEDEXXXXXX",52.1,0,"LB"]
["Streetworks","ANM Icon","ANME02LEDEXXXXXX2L",52.1,24.7,"LB"]
["Streetworks","ANM Icon","ANME03LEDEXXXXXX",75.2,0,"LB"]
["Streetworks","ANM Icon","ANME04LEDEXXXXXX",97.2,0,"LB"]
["Streetworks","ANM Icon","ANME04LEDEXXXXXX2L",97.2,52.1,"LB"]
["Streetworks","ANM Icon","ANME06LEDEXXXXXX2L",150.5,75.2,"LB"]
["Streetworks","ANM Icon","ANMF01LEDEXXXXXX",25.9,0,"LB"]
["Streetworks","ANM Icon","ANMF02LEDEXXXXXX",55,0,"LB"]
["Streetworks","ANM Icon","ANMF02LEDEXXXXXX2L",55,25.9,"LB"]
["Streetworks","ANM Icon","ANMF03LEDEXXXXXX",78.3,0,"LB"]
["Streetworks","ANM Icon","ANMF04LEDEXXXXXX",102.2,0,"LB"]
["Streetworks","ANM Icon","ANMF04LEDEXXXXXX2L",102.2,55,"LB"]
["Streetworks","ANM Icon","ANMF05LEDEXXXXXX",133.30000000000001,0,"LB"]
["Streetworks","ANM Icon","ANMF06LEDEXXXXXX",156.5,0,"LB"]
["Streetworks","ANM Icon","ANMF06LEDEXXXXXX2L",156.5,78.3,"LB"]
["Streetworks","ARC Generation Series","ARC050LEDEU-XXX",58,0]
["Streetworks","ARC Generation Series","ARC050LEDEU-XXX-2L",58,29]
["Streetworks","ARC Generation Series","ARC050LEDEU-XXX-SH",58,29]
["Streetworks","AVM Vision Medium","AVM-E01-XX-XX-XX",24.7,0,"LB"]
["Streetworks","AVM Vision Medium","AVM-E02-XX-XX-XX",52.1,0,"LB"]
["Streetworks","AVM Vision Medium","AVM-E02-XX-XX-XX-2L ",52.1,27,"LB"]
["Streetworks","AVM Vision Medium","AVM-E03-XX-XX-XX",75.2,0,"LB"]
["Streetworks","AVM Vision Medium","AVM-E04-XX-XX-XX",97.2,0,"LB"]
["Streetworks","AVM Vision Medium","AVM-E04-XX-XX-XX-2L",97.2,52.1,"LB"]
["Streetworks","AVM Vision Medium","AVM-E05-XX-XX-XX",127.3,0,"LB"]
["Streetworks","AVM Vision Medium","AVM-E06-XX-XX-XX",150.5,0,"LB"]
["Streetworks","AVM Vision Medium","AVM-E06-XX-XX-XX-2L",150.5,75.2,"LB"]
["Streetworks","AVM Vision Medium","AVM-F01-XX-XX-XX",25.9,0,"LB"]
["Streetworks","AVM Vision Medium","AVM-F02-XX-XX-XX",55,0,"LB"]
["Streetworks","AVM Vision Medium","AVM-F02-XX-XX-XX-2L ",55,27,"LB"]
["Streetworks","AVM Vision Medium","AVM-F03-XX-XX-XX",78.3,0,"LB"]
["Streetworks","AVM Vision Medium","AVM-F04-XX-XX-XX",102.2,0,"LB"]
["Streetworks","AVM Vision Medium","AVM-F04-XX-XX-XX-2L",102.2,55,"LB"]
["Streetworks","AVM Vision Medium","AVM-F05-XX-XX-XX",133.30000000000001,0,"LB"]
["Streetworks","AVM Vision Medium","AVM-F06-XX-XX-XX",156.5,0,"LB"]
["Streetworks","AVM Vision Medium","AVM-F06-XX-XX-XX-2L",156.5,78.3,"LB"]
["Streetworks","AVM Vision Small","AVS-E01-XX-XX-XX",24.7,0,"LB"]
["Streetworks","AVM Vision Small","AVS-E02-XX-XX-XX",52.1,0,"LB"]
["Streetworks","AVM Vision Small","AVS-E02-XX-XX-XX-2L ",52.1,27,"LB"]
["Streetworks","AVM Vision Small","AVS-E03-XX-XX-XX",75.2,0,"LB"]
["Streetworks","AVM Vision Small","AVS-E04-XX-XX-XX",97.2,0,"LB"]
["Streetworks","AVM Vision Small","AVS-E04-XX-XX-XX-2L",97.2,52.1,"LB"]
["Streetworks","AVM Vision Small","AVS-F01-XX-XX-XX",25.9,0,"LB"]
["Streetworks","AVM Vision Small","AVS-F02-XX-XX-XX",55,0,"LB"]
["Streetworks","AVM Vision Small","AVS-F02-XX-XX-XX-2L ",55,27,"LB"]
["Streetworks","AVM Vision Small","AVS-F03-XX-XX-XX",78.3,0,"LB"]
["Streetworks","AVM Vision Small","AVS-F04-XX-XX-XX",102.2,0,"LB"]
["Streetworks","AVM Vision Small","AVS-F04-XX-XX-XX-2L",102.2,55,"LB"]
["Streetworks","CEM Classical Epic","CEME01LEDEXXXXXX",24.7,0,"LB"]
["Streetworks","CEM Classical Epic","CEME02LEDEXXXXXX",52.1,0,"LB"]
["Streetworks","CEM Classical Epic","CEME02LEDEXXXXXX2L",52.1,24.7,"LB"]
["Streetworks","CEM Classical Epic","CEME03LEDEXXXXXX",75.2,0,"LB"]
["Streetworks","CEM Classical Epic","CEME04LEDEXXXXXX",97.2,0,"LB"]
["Streetworks","CEM Classical Epic","CEME04LEDEXXXXXX2L",97.2,52.1,"LB"]
["Streetworks","CEM Classical Epic","CEMF01LEDEXXXXXX",25.9,0,"LB"]
["Streetworks","CEM Classical Epic","CEMF02LEDEXXXXXX",55,0,"LB"]
["Streetworks","CEM Classical Epic","CEMF02LEDEXXXXXX2L",55,25.9,"LB"]
["Streetworks","CEM Classical Epic","CEMF03LEDEXXXXXX",78.3,0,"LB"]
["Streetworks","CEM Classical Epic","CEMF04LEDEXXXXXX",102.2,0,"LB"]
["Streetworks","CEM Classical Epic","CEMF04LEDEXXXXXX2L",102.2,55,"LB"]
["Streetworks","CLB Generation Series","CLB050LEDEU-XXX",58,0]
["Streetworks","CLB Generation Series","CLB050LEDEU-XXX-2L",58,29]
["Streetworks","CLB Generation Series","CLB050LEDEU-XXX-SH",58,29]
["Streetworks","GAN Galleon LED","GAN-AE-02-LED-X-X-X",107,0]
["Streetworks","GAN Galleon LED","GAN-AE-02-LED-X-X-X (530mA)",54,0]
["Streetworks","GAN Galleon LED","GAN-AE-02-LED-X-X-X (700mA)",72,0]
["Streetworks","GAN Galleon LED","GAN-AE-03-LED-X-X-X",157,0]
["Streetworks","GAN Galleon LED","GAN-AE-03-LED-X-X-X (530mA)",80,0]
["Streetworks","GAN Galleon LED","GAN-AE-03-LED-X-X-X (700mA)",105,0]
["Streetworks","GAN Galleon LED","GAN-AE-04-LED-X-X-X",213,0]
["Streetworks","GAN Galleon LED","GAN-AE-04-LED-X-X-X (530mA)",105,0]
["Streetworks","GAN Galleon LED","GAN-AE-04-LED-X-X-X (700mA)",138,0]
["Streetworks","GAN Galleon LED","GAN-AE-05-LED-X-X-X",264,0]
["Streetworks","GAN Galleon LED","GAN-AE-05-LED-X-X-X (530mA)",130,0]
["Streetworks","GAN Galleon LED","GAN-AE-05-LED-X-X-X (700mA)",176,0]
["Streetworks","GAN Galleon LED","GAN-AE-06-LED-X-X-X",315,0]
["Streetworks","GAN Galleon LED","GAN-AE-06-LED-X-X-X (530mA)",159,0]
["Streetworks","GAN Galleon LED","GAN-AE-06-LED-X-X-X (700mA)",210,0]
["Streetworks","GAN Galleon LED","GAN-AE-07-LED-X-X-X",370,0]
["Streetworks","GAN Galleon LED","GAN-AE-07-LED-X-X-X (530mA)",184,0]
["Streetworks","GAN Galleon LED","GAN-AE-07-LED-X-X-X (700mA)",243,0]
["Streetworks","GAN Galleon LED","GAN-AE-08-LED-X-X-X",421,0]
["Streetworks","GAN Galleon LED","GAN-AE-08-LED-X-X-X (530mA)",209,0]
["Streetworks","GAN Galleon LED","GAN-AE-08-LED-X-X-X (700mA)",276,0]
["Streetworks","GAN Galleon LED","GAN-AE-09-LED-X-X-X",475,0]
["Streetworks","GAN Galleon LED","GAN-AE-09-LED-X-X-X (530mA)",234,0]
["Streetworks","GAN Galleon LED","GAN-AE-09-LED-X-X-X (700mA)",314,0]
["Streetworks","GAN Galleon LED","GAN-AE-10-LED-X-X-X",528,0]
["Streetworks","GAN Galleon LED","GAN-AE-10-LED-X-X-X (530mA)",259,0]
["Streetworks","GAN Galleon LED","GAN-AE-10-LED-X-X-X (700mA)",348,0]
["Streetworks","GAR Generation Series","GAR-XX-XXX-X-XX",58,0]
["Streetworks","GAR Generation Series","GAR-XX-XXX-X-XX-2L",58,29]
["Streetworks","GAR Generation Series","GAR-XX-XXX-X-XX-SH",58,29]
["Streetworks","GAT Generation Series","GAT-XX-XXX-X-XX",58,0]
["Streetworks","GAT Generation Series","GAT-XX-XXX-X-XX-2L",58,29]
["Streetworks","GAT Generation Series","GAT-XX-XXX-X-XX-SH",58,29]
["Streetworks","GLC Generation Series","GLC-XX-XXX-X-XX",58,0]
["Streetworks","GLC Generation Series","GLC-XX-XXX-X-XX-2L",58,29]
["Streetworks","GLC Generation Series","GLC-XX-XXX-X-XX-SH",58,29]
["Streetworks","MEM Modern Epic","MEME01LEDEXXXXXX",24.7,0,"LB"]
["Streetworks","MEM Modern Epic","MEME02LEDEXXXXXX",52.1,0,"LB"]
["Streetworks","MEM Modern Epic","MEME02LEDEXXXXXX2L",52.1,24.7,"LB"]
["Streetworks","MEM Modern Epic","MEME03LEDEXXXXXX",75.2,0,"LB"]
["Streetworks","MEM Modern Epic","MEME04LEDEXXXXXX",97.2,0,"LB"]
["Streetworks","MEM Modern Epic","MEME04LEDEXXXXXX2L",97.2,52.1,"LB"]
["Streetworks","MEM Modern Epic","MEMF01LEDEXXXXXX",25.9,0,"LB"]
["Streetworks","MEM Modern Epic","MEMF02LEDEXXXXXX",55,0,"LB"]
["Streetworks","MEM Modern Epic","MEMF02LEDEXXXXXX2L",55,25.9,"LB"]
["Streetworks","MEM Modern Epic","MEMF03LEDEXXXXXX",78.3,0,"LB"]
["Streetworks","MEM Modern Epic","MEMF04LEDEXXXXXX",102.2,0,"LB"]
["Streetworks","MEM Modern Epic","MEMF04LEDEXXXXXX2L",102.2,55,"LB"]
["Streetworks","NVN Navion","NVN-AE-01-E-U-X-X",56,0]
["Streetworks","NVN Navion","NVN-AE-01-E-U-X-X (530mA)",30,0]
["Streetworks","NVN Navion","NVN-AE-01-E-U-X-X (700mA)",38,0]
["Streetworks","NVN Navion","NVN-AE-02-E-U-X-X",107,0]
["Streetworks","NVN Navion","NVN-AE-02-E-U-X-X (530mA)",54,0]
["Streetworks","NVN Navion","NVN-AE-02-E-U-X-X (700mA)",72,0]
["Streetworks","NVN Navion","NVN-AE-03-E-U-X-X",157,0]
["Streetworks","NVN Navion","NVN-AE-03-E-U-X-X (530mA)",80,0]
["Streetworks","NVN Navion","NVN-AE-03-E-U-X-X (700mA)",105,0]
["Streetworks","NVN Navion","NVN-AE-04-E-U-X-X",213,0]
["Streetworks","NVN Navion","NVN-AE-04-E-U-X-X (530mA)",105,0]
["Streetworks","NVN Navion","NVN-AE-04-E-U-X-X (700mA)",138,0]
["Streetworks","NVN Navion","NVN-AE-06-E-U-X-X",315,0]
["Streetworks","NVN Navion","NVN-AE-06-E-U-X-X (530mA)",159,0]
["Streetworks","NVN Navion","NVN-AE-06-E-U-X-X (700mA)",210,0]
["Streetworks","OVF LED Roadway Cobrahead","OVF-E01-XX-XX-XX",24.7,0,"LB"]
["Streetworks","OVF LED Roadway Cobrahead","OVF-E02-XX-XX-XX",52.1,0,"LB"]
["Streetworks","OVF LED Roadway Cobrahead","OVF-E02-XX-XX-XX-2L",52.1,24.7,"LB"]
["Streetworks","OVF LED Roadway Cobrahead","OVF-E03-XX-XX-XX",75.2,0,"LB"]
["Streetworks","OVF LED Roadway Cobrahead","OVF-E04-XX-XX-XX",97.2,0,"LB"]
["Streetworks","OVF LED Roadway Cobrahead","OVF-E04-XX-XX-XX-2L",97.2,52.1,"LB"]
["Streetworks","OVF LED Roadway Cobrahead","OVF-E05-XX-XX-XX",127.3,0,"LB"]
["Streetworks","OVF LED Roadway Cobrahead","OVF-E06-XX-XX-XX",150.5,0,"LB"]
["Streetworks","OVF LED Roadway Cobrahead","OVF-E06-XX-XX-XX-2L",150.5,75.2,"LB"]
["Streetworks","OVF LED Roadway Cobrahead","OVF-F01-XX-XX-XX",25.9,0,"LB"]
["Streetworks","OVF LED Roadway Cobrahead","OVF-F02-XX-XX-XX",55,0,"LB"]
["Streetworks","OVF LED Roadway Cobrahead","OVF-F02-XX-XX-XX-2L",55,25.9,"LB"]
["Streetworks","OVF LED Roadway Cobrahead","OVF-F03-XX-XX-XX",78.3,0,"LB"]
["Streetworks","OVF LED Roadway Cobrahead","OVF-F04-XX-XX-XX",102.2,0,"LB"]
["Streetworks","OVF LED Roadway Cobrahead","OVF-F04-XX-XX-XX-2L",102.2,55,"LB"]
["Streetworks","OVF LED Roadway Cobrahead","OVF-F05-XX-XX-XX",133.30000000000001,0,"LB"]
["Streetworks","OVF LED Roadway Cobrahead","OVF-F06-XX-XX-XX",156.5,0,"LB"]
["Streetworks","OVF LED Roadway Cobrahead","OVF-F06-XX-XX-XX-2L",156.5,78.3,"LB"]
["Streetworks","OVH LED","OVH-E01-XX-XX-XX",24.7,0,"LB"]
["Streetworks","OVH LED","OVH-E02-XX-XX-XX",52.1,0,"LB"]
["Streetworks","OVH LED","OVH-E02-XX-XX-XX-2L",52.1,24.7,"LB"]
["Streetworks","OVH LED","OVH-E03-XX-XX-XX",75.2,0,"LB"]
["Streetworks","OVH LED","OVH-E04-XX-XX-XX",97.2,0,"LB"]
["Streetworks","OVH LED","OVH-E04-XX-XX-XX-2L",97.2,52.1,"LB"]
["Streetworks","OVH LED","OVH-F01-XX-XX-XX",25.9,0,"LB"]
["Streetworks","OVH LED","OVH-F02-XX-XX-XX",55,0,"LB"]
["Streetworks","OVH LED","OVH-F02-XX-XX-XX-2L",55,25.9,"LB"]
["Streetworks","OVH LED","OVH-F03-XX-XX-XX",78.3,0,"LB"]
["Streetworks","OVH LED","OVH-F04-XX-XX-XX",102.2,0,"LB"]
["Streetworks","OVH LED","OVH-F04-XX-XX-XX-2L",102.2,55,"LB"]
["Streetworks","PMM Mesa LED","PMM-E01-XX-XX-XX",24.7,0,"LB"]
["Streetworks","PMM Mesa LED","PMM-E02-XX-XX-XX",52.1,0,"LB"]
["Streetworks","PMM Mesa LED","PMM-E02-XX-XX-XX-2L ",52.1,27,"LB"]
["Streetworks","PMM Mesa LED","PMM-E03-XX-XX-XX",75.2,0,"LB"]
["Streetworks","PMM Mesa LED","PMM-E04-XX-XX-XX",97.2,0,"LB"]
["Streetworks","PMM Mesa LED","PMM-E04-XX-XX-XX-2L",97.2,52.1,"LB"]
["Streetworks","PMM Mesa LED","PMM-E05-XX-XX-XX",127.3,0,"LB"]
["Streetworks","PMM Mesa LED","PMM-E06-XX-XX-XX",150.5,0,"LB"]
["Streetworks","PMM Mesa LED","PMM-E06-XX-XX-XX-2L",150.5,75.2,"LB"]
["Streetworks","PMM Mesa LED","PMM-F01-XX-XX-XX",25.9,0,"LB"]
["Streetworks","PMM Mesa LED","PMM-F02-XX-XX-XX",55,0,"LB"]
["Streetworks","PMM Mesa LED","PMM-F02-XX-XX-XX-2L ",55,27,"LB"]
["Streetworks","PMM Mesa LED","PMM-F03-XX-XX-XX",78.3,0,"LB"]
["Streetworks","PMM Mesa LED","PMM-F04-XX-XX-XX",102.2,0,"LB"]
["Streetworks","PMM Mesa LED","PMM-F04-XX-XX-XX-2L",102.2,55,"LB"]
["Streetworks","PMM Mesa LED","PMM-F05-XX-XX-XX",133.30000000000001,0,"LB"]
["Streetworks","PMM Mesa LED","PMM-F06-XX-XX-XX",156.5,0,"LB"]
["Streetworks","PMM Mesa LED","PMM-F06-XX-XX-XX-2L",156.5,78.3,"LB"]
["Streetworks","RDG Ridgeview Area/Roadway","RDG-E01-XX-XX-XX",24.7,0,"LB"]
["Streetworks","RDG Ridgeview Area/Roadway","RDG-E02-XX-XX-XX",52.1,0,"LB"]
["Streetworks","RDG Ridgeview Area/Roadway","RDG-E02-XX-XX-XX-2L",52.1,24.7,"LB"]
["Streetworks","RDG Ridgeview Area/Roadway","RDG-E03-XX-XX-XX",75.2,0,"LB"]
["Streetworks","RDG Ridgeview Area/Roadway","RDG-E04-XX-XX-XX",97.2,0,"LB"]
["Streetworks","RDG Ridgeview Area/Roadway","RDG-E04-XX-XX-XX-2L",97.2,52.1,"LB"]
["Streetworks","RDG Ridgeview Area/Roadway","RDG-F01-XX-XX-XX",25.9,0,"LB"]
["Streetworks","RDG Ridgeview Area/Roadway","RDG-F02-XX-XX-XX",55,0,"LB"]
["Streetworks","RDG Ridgeview Area/Roadway","RDG-F02-XX-XX-XX-2L",55,25.9,"LB"]
["Streetworks","RDG Ridgeview Area/Roadway","RDG-F03-XX-XX-XX",78.3,0,"LB"]
["Streetworks","RDG Ridgeview Area/Roadway","RDG-F04-XX-XX-XX",102.2,0,"LB"]
["Streetworks","RDG Ridgeview Area/Roadway","RDG-F04-XX-XX-XX-2L",102.2,55,"LB"]
["Streetworks","TMU Talon Medium","TMU-E01-XX-XX-XX",24.7,0,"LB"]
["Streetworks","TMU Talon Medium","TMU-E02-XX-XX-XX",52.1,0,"LB"]
["Streetworks","TMU Talon Medium","TMU-E02-XX-XX-XX-2L ",52.1,27,"LB"]
["Streetworks","TMU Talon Medium","TMU-E03-XX-XX-XX",75.2,0,"LB"]
["Streetworks","TMU Talon Medium","TMU-E04-XX-XX-XX",97.2,0,"LB"]
["Streetworks","TMU Talon Medium","TMU-E04-XX-XX-XX-2L",97.2,52.1,"LB"]
["Streetworks","TMU Talon Medium","TMU-E05-XX-XX-XX",127.3,0,"LB"]
["Streetworks","TMU Talon Medium","TMU-E06-XX-XX-XX",150.5,0,"LB"]
["Streetworks","TMU Talon Medium","TMU-E06-XX-XX-XX-2L",150.5,75.2,"LB"]
["Streetworks","TMU Talon Medium","TMU-F01-XX-XX-XX",25.9,0,"LB"]
["Streetworks","TMU Talon Medium","TMU-F02-XX-XX-XX",55,0,"LB"]
["Streetworks","TMU Talon Medium","TMU-F02-XX-XX-XX-2L ",55,27,"LB"]
["Streetworks","TMU Talon Medium","TMU-F03-XX-XX-XX",78.3,0,"LB"]
["Streetworks","TMU Talon Medium","TMU-F04-XX-XX-XX",102.2,0,"LB"]
["Streetworks","TMU Talon Medium","TMU-F04-XX-XX-XX-2L",102.2,55,"LB"]
["Streetworks","TMU Talon Medium","TMU-F05-XX-XX-XX",133.30000000000001,0,"LB"]
["Streetworks","TMU Talon Medium","TMU-F06-XX-XX-XX",156.5,0,"LB"]
["Streetworks","TMU Talon Medium","TMU-F06-XX-XX-XX-2L",156.5,78.3,"LB"]
["Streetworks","USSL LED Area Luminaire","USSL-A01-D-UNV-X-X-X-X",57,29.7]
["Streetworks","USSL LED Area Luminaire","USSL-A02-D-UNV-X-X-X-X",87,45.7]
["Streetworks","USSL LED Area Luminaire","USSL-G-A02-D-UNV-X-X-X-X",143,71.400000000000006]
["Streetworks","VERD Verdeon LED Roadway","VERD-A016-E-UNV-X",36,0,null,"2016-02-10"]
["Streetworks","VERD Verdeon LED Roadway","VERD-A018-E-UNV-X",51,0,null,"2016-02-10"]
["Streetworks","VERD Verdeon LED Roadway","VERD-A01-E-UNV-X",64,0,null,"2016-02-10"]
["Streetworks","VERD Verdeon LED Roadway","VERD-A028-E-UNV-X",72,0]
["Streetworks","VERD Verdeon LED Roadway","VERD-A02-E-UNV-X",92,0]
["Streetworks","VERD Verdeon LED Roadway","VERD-G-A028-E-UNV-X",103,0,null,"2016-02-10"]
["Streetworks","VERD Verdeon LED Roadway","VERD-G-A02-E-UNV-X",143,0,null,"2016-02-10"]
["Streetworks","VST Ventus LED","VST-E01-XX-XX-XX",24.7,0,"LB"]
["Streetworks","VST Ventus LED","VST-E02-XX-XX-XX",52.1,0,"LB"]
["Streetworks","VST Ventus LED","VST-E02-XX-XX-XX-2L ",52.1,27,"LB"]
["Streetworks","VST Ventus LED","VST-E03-XX-XX-XX",75.2,0,"LB"]
["Streetworks","VST Ventus LED","VST-E04-XX-XX-XX",97.2,0,"LB"]
["Streetworks","VST Ventus LED","VST-E04-XX-XX-XX-2L",97.2,52.1,"LB"]
["Streetworks","VST Ventus LED","VST-E05-XX-XX-XX",127.3,0,"LB"]
["Streetworks","VST Ventus LED","VST-E06-XX-XX-XX",150.5,0,"LB"]
["Streetworks","VST Ventus LED","VST-E06-XX-XX-XX-2L",150.5,75.2,"LB"]
["Streetworks","VST Ventus LED","VST-E07-XX-XX-XX",172.5,0,"LB"]
["Streetworks","VST Ventus LED","VST-E08-XX-XX-XX",194.5,0,"LB"]
["Streetworks","VST Ventus LED","VST-E08-XX-XX-XX-2L",194.5,97.2,"LB"]
["Streetworks","VST Ventus LED","VST-E09-XX-XX-XX",225.7,0,"LB"]
["Streetworks","VST Ventus LED","VST-E10-XX-XX-XX",247.7,0,"LB"]
["Streetworks","VST Ventus LED","VST-E10-XX-XX-XX-2L",247.7,127.3,"LB"]
["Streetworks","VST Ventus LED","VST-E11-XX-XX-XX",269.7,0,"LB"]
["Streetworks","VST Ventus LED","VST-E12-XX-XX-XX",291.7,0,"LB"]
["Streetworks","VST Ventus LED","VST-E12-XX-XX-XX-2L",291.7,150.5,"LB"]
["Streetworks","VST Ventus LED","VST-F01-XX-XX-XX",25.9,0,"LB"]
["Streetworks","VST Ventus LED","VST-F02-XX-XX-XX",55,0,"LB"]
["Streetworks","VST Ventus LED","VST-F02-XX-XX-XX-2L ",55,27,"LB"]
["Streetworks","VST Ventus LED","VST-F03-XX-XX-XX",78.3,0,"LB"]
["Streetworks","VST Ventus LED","VST-F04-XX-XX-XX",102.2,0,"LB"]
["Streetworks","VST Ventus LED","VST-F04-XX-XX-XX-2L",102.2,55,"LB"]
["Streetworks","VST Ventus LED","VST-F05-XX-XX-XX",133.30000000000001,0,"LB"]
["Streetworks","VST Ventus LED","VST-F06-XX-XX-XX",156.5,0,"LB"]
["Streetworks","VST Ventus LED","VST-F06-XX-XX-XX-2L",156.5,78.3,"LB"]
["Streetworks","VST Ventus LED","VST-F07-XX-XX-XX",180.5,0,"LB"]
["Streetworks","VST Ventus LED","VST-F08-XX-XX-XX",204.4,0,"LB"]
["Streetworks","VST Ventus LED","VST-F08-XX-XX-XX-2L",204.4,102.2,"LB"]
["Streetworks","VST Ventus LED","VST-F09-XX-XX-XX",234.8,0,"LB"]
["Streetworks","VST Ventus LED","VST-F10-XX-XX-XX",258.7,0,"LB"]
["Streetworks","VST Ventus LED","VST-F10-XX-XX-XX-2L",258.7,133.30000000000001,"LB"]
["Streetworks","VST Ventus LED","VST-F11-XX-XX-XX",282.7,0,"LB"]
["Streetworks","VST Ventus LED","VST-F12-XX-XX-XX",306.60000000000002,0,"LB"]
["Streetworks","VST Ventus LED","VST-F12-XX-XX-XX-2L",306.60000000000002,156.5,"LB"]
["Streetworks","WKP Wal-Pak LED","WKP-2A-LED-XX-XX",28,0]
["Streetworks","WKP Wal-Pak LED","WKP-4A-LED-XX-XX",40,0]
["Streetworks","XNV LED Roadway Luminaire","XNV-AC-01-X-X-2",53.2,0,null,"2014-09-22"]
["Streetworks","XNV LED Roadway Luminaire","XNV-AC-01-X-X-2-525",29.5,0,null,"2014-09-22"]
["Streetworks","XNV LED Roadway Luminaire","XNV-AC-01-X-X-2-700",39.299999999999997,0,null,"2014-09-22"]
["Streetworks","XNV LED Roadway Luminaire","XNV-AC-01-X-X-3",53.2,0,null,"2014-09-22"]
["Streetworks","XNV LED Roadway Luminaire","XNV-AC-01-X-X-3-525",29.5,0,null,"2014-09-22"]
["Streetworks","XNV LED Roadway Luminaire","XNV-AC-01-X-X-3-700",39.299999999999997,0,null,"2014-09-22"]
["Streetworks","XNV LED Roadway Luminaire","XNV-AC-01-X-X-5",53.2,0,null,"2014-09-22"]
["Streetworks","XNV LED Roadway Luminaire","XNV-AC-01-X-X-5-525",29.5,0,null,"2014-09-22"]
["Streetworks","XNV LED Roadway Luminaire","XNV-AC-01-X-X-5-700",39.299999999999997,0,null,"2014-09-22"]
["Streetworks","XNV2 LED Roadway Luminaire","XNV2-AC-02-X-X-2",110.2,0,null,"2014-09-22"]
["Streetworks","XNV2 LED Roadway Luminaire","XNV2-AC-02-X-X-2-525",56,0,null,"2014-09-22"]
["Streetworks","XNV2 LED Roadway Luminaire","XNV2-AC-02-X-X-2-700",75.7,0,null,"2014-09-22"]
["Streetworks","XNV2 LED Roadway Luminaire","XNV2-AC-02-X-X-3",110.3,0,null,"2014-09-22"]
["Streetworks","XNV2 LED Roadway Luminaire","XNV2-AC-02-X-X-3-525",56,0,null,"2014-09-22"]
["Streetworks","XNV2 LED Roadway Luminaire","XNV2-AC-02-X-X-3-700",75.7,0,null,"2014-09-22"]
["Streetworks","XNV2 LED Roadway Luminaire","XNV2-AC-02-X-X-5",110.3,0,null,"2014-09-22"]
["Streetworks","XNV2 LED Roadway Luminaire","XNV2-AC-02-X-X-5-525",56,0,null,"2014-09-22"]
["Streetworks","XNV2 LED Roadway Luminaire","XNV2-AC-02-X-X-5-700",75.7,0,null,"2014-09-22"]

{"sheet":"EPActData","index":16,"n_rows":33,"n_cols":22,"rows_kept":33,"cut":false,"hidden":true,"merged":[]}
["Automotive facility ",0.8,"<-- 2013",null,null,null,null,"Automotive Facility",0.9,"<-- 2001",null,"Automotive facility",0.9,"<-- 2007",null,"Automotive facility",0.82,"<-- 2010",null,"Automotive facility ",0.8,"<-- 2013"]
["Convention center",1.01,null,null,null,null,null,"Convention Center",1.2,null,null,"Convention center",1.2,null,null,"Convention center",1.08,null,null,"Convention center",1.01]
["Courthouse ",1.01,null,null,null,null,null,"Courthouse",1.2,null,null,"Courthouse",1.2,null,null,"Courthouse",1.05,null,null,"Courthouse ",1.01]
["Dining: bar lounge/leisure ",1.01,null,null,null,null,null,"Dining: Bar Lounge/Leisure",1.3,null,null,"Dining: bar lounge/leisure",1.3,null,null,"Dining: bar lounge/leisure",0.99,null,null,"Dining: bar lounge/leisure ",1.01]
["Dining: cafeteria/fast food ",0.9,null,null,null,null,null,"Dining: Cafeteria/Fast Food",1.4,null,null,"Dining: cafeteria/fast food",1.4,null,null,"Dining: cafeteria/fast food",0.9,null,null,"Dining: cafeteria/fast food ",0.9]
["Dining: family ",0.95,null,null,null,null,null,"Dining: Family",1.6,null,null,"Dining: family",1.6,null,null,"Dining: family",0.89,null,null,"Dining: family ",0.95]
["Dormitory ",0.56999999999999995,null,null,null,null,null,"Dormitory",1,null,null,"Dormitory",1,null,null,"Dormitory",0.61,null,null,"Dormitory ",0.56999999999999995]
["Exercise center ",0.84,null,null,null,null,null,"Exercise Center",1,null,null,"Exercise center",1,null,null,"Exercise center",0.88,null,null,"Exercise center ",0.84]
["Fire station ",0.67,null,null,null,null,null,"Gymnasium",1.1000000000000001,null,null,"Gymnasium",1.1000000000000001,null,null,"Fire station",0.71,null,null,"Fire station ",0.67]
["Gymnasium ",0.94,null,null,null,null,null,"Healthcare: Clinic",1,null,null,"Health-care clinic",1,null,null,"Gymnasium",1,null,null,"Gymnasium ",0.94]
["Health-care clinic ",0.9,null,null,null,null,null,"Hospital",1.2,null,null,"Hospital",1.2,null,null,"Health-care clinic",0.87,null,null,"Health-care clinic ",0.9]
["Hospital ",1.05,null,null,null,null,null,"Hotel",1,null,null,"Hotel",1,null,null,"Hospital",1.21,null,null,"Hospital ",1.05]
["Hotel/Motel ",0.87,null,null,null,null,null,"Library",1.3,null,null,"Library",1.3,null,null,"Hotel",1,null,null,"Hotel/Motel ",0.87]
["Library ",1.19,null,null,null,null,null,"Manufacturing Facility",1.3,null,null,"Manufacturing facility",1.3,null,null,"Library",1.18,null,null,"Library ",1.19]
["Manufacturing facility ",1.17,null,null,null,null,null,"Motel",1,null,null,"Motel",1,null,null,"Manufacturing facility",1.1100000000000001,null,null,"Manufacturing facility ",1.17]
["Motion picture theater ",0.76,null,null,null,null,null,"Motion Picture Theatre",1.2,null,null,"Motion picture theater",1.2,null,null,"Motel",0.88,null,null,"Motion picture theater ",0.76]
["Multifamily ",0.51,null,null,null,null,null,"Multi-Family",0.7,null,null,"Multifamily",0.7,null,null,"Motion picture theater",0.83,null,null,"Multifamily ",0.51]
["Museum ",1.02,null,null,null,null,null,"Museum",1.1000000000000001,null,null,"Museum",1.1000000000000001,null,null,"Multifamily",0.6,null,null,"Museum ",1.02]
["Office ",0.82,null,null,null,null,null,"Office",1,null,null,"Office",1,null,null,"Museum",1.06,null,null,"Office ",0.82]
["Parking garage ",0.21,null,null,null,null,null,"parking Garage",0.3,null,null,"Parking garage",0.3,null,null,"Office",0.9,null,null,"Parking garage ",0.21]
["Penitentiary ",0.81,null,null,null,null,null,"Penitentairy",1,null,null,"Penitentiary",1,null,null,"Parking garage",0.25,null,null,"Penitentiary ",0.81]
["Performing arts theater ",1.39,null,null,null,null,null,"Performing Arts Theatre",1.6,null,null,"Performing arts theater",1.6,null,null,"Penitentiary",0.97,null,null,"Performing arts theater ",1.39]
["Police station ",0.87,null,null,null,null,null,"Police/Fire Station",1,null,null,"Police/fire station",1,null,null,"Performing arts theater",1.39,null,null,"Police station ",0.87]
["Post office ",0.87,null,null,null,null,null,"Post Office",1.1000000000000001,null,null,"Post office",1.1000000000000001,null,null,"Police station",0.96,null,null,"Post office ",0.87]
["Religious building ",1,null,null,null,null,null,"Religious Building",1.3,null,null,"Religious building",1.3,null,null,"Post office",0.87,null,null,"Religious building ",1]
["Retail ",1.26,null,null,null,null,null,"Retail",1.5,null,null,"Retail",1.5,null,null,"Religious building",1.05,null,null,"Retail ",1.26]
["School/university ",0.87,null,null,null,null,null,"School/University",1.2,null,null,"School/university",1.2,null,null,"Retail",1.4,null,null,"School/university ",0.87]
["Sports arena ",0.91,null,null,null,null,null,"Sports Arena",1.1000000000000001,null,null,"Sports arena",1.1000000000000001,null,null,"School/university",0.99,null,null,"Sports arena ",0.91]
["Town hall ",0.89,null,null,null,null,null,"Town Hall",1.1000000000000001,null,null,"Town Hall",1.1000000000000001,null,null,"Sports arena",0.78,null,null,"Town hall ",0.89]
["Transportation ",0.7,null,null,null,null,null,"Transportation",1,null,null,"Transportation",1,null,null,"Town Hall",0.92,null,null,"Transportation ",0.7]
["Warehouse ",0.66,null,null,null,null,null,"Warehouse",0.8,null,null,"Warehouse",0.8,null,null,"Transportation",0.77,null,null,"Warehouse ",0.66]
["Workshop ",1.19,null,null,null,null,null,"Workshop",1.4,null,null,"Workshop",1.4,null,null,"Warehouse",0.66,null,null,"Workshop ",1.19]
[null,null,null,null,null,null,null,null,null,null,null,null,null,null,null,"Workshop",1.2]